## Sheet1
| REQUISITION NUMBER | SR NUMBER | ITEM | ORDER QUANTITY
1 | 2026/SPC/N/C/S/00001 | 13300101 | Tricuspid Valve AnnuloplRing and band 25mm | 2
2 | 2026/SPC/N/C/S/00001 | 13300102 | Tricuspid Valve AnnuloplastyRing, and band 26mm | 9
3 | 2026/SPC/N/C/S/00001 | 13300103 | Tricuspid Valve AnnulopRing and band 27mm | 2
4 | 2026/SPC/N/C/S/00001 | 13300104 | Tricuspid Valve AnnuloplastyRing and band 28mm | 20
5 | 2026/SPC/N/C/S/00001 | 13300106 | Tricuspid Valve AnnuloplastyRing and band 30mm | 22
6 | 2026/SPC/N/C/S/00001 | 13300107 | Tricuspid Valve AnnulopRing and band 31mm | 7
7 | 2026/SPC/N/C/S/00001 | 13300108 | Tricuspid Valve AnnuloplastyRing and band 32mm | 28
8 | 2026/SPC/N/C/S/00001 | 13300109 | Tricuspid Valve AnnulopRing and band 33mm | 7
9 | 2026/SPC/N/C/S/00001 | 13300110 | Tricuspid Valve AnnuloplastyRing and band 34mm | 9
10 | 2026/SPC/N/C/S/00001 | 13300111 | Tricuspid Valve AnnuloplastyRing and band 36mm | 1
11 | 2026/SPC/N/C/S/00001 | 13300112 | Tricuspid Valve AnnuloplastyRing and band 38mm | 1
12 | 2026/SPC/N/C/S/00001 | 13300113 | Tricuspid Valve AnnuloplastyRing and band, size 40mm | 1
13 | 2026/SPC/N/C/S/00001 | 13300114 | Tricuspid Valve AnnuloplastyRing and band size 35 | 1
14 | 2026/SPC/N/C/S/00001 | 13300115 | Tricuspid Valve AnnuloplastyRing and band , size 37 | 1
15 | 2026/SPC/N/C/S/00001 | 13300116 | Tricuspid Valve AnnuloplastyRing and band ,size 39 | 2
16 | 2026/SPC/N/C/S/00002 | 13300201 | Valve sizer set & holdf.stentless biA/V | 2
17 | 2026/SPC/N/C/S/00002 | 13300202 | Valve sizer set & holdef.mecha. B/L A/V | 3
18 | 2026/SPC/N/C/S/00002 | 13300203 | Valve sizer set & holdf.mecha. B/L M/V | 3
19 | 2026/SPC/N/C/S/00002 | 13300204 | Valve sizer set & hold fbiolo. peri A/V | 2
20 | 2026/SPC/N/C/S/00002 | 13300205 | Valve sizer set & hold fbiolo. peri M/V | 2
21 | 2026/SPC/N/C/S/00002 | 13300207 | Ring and band sizer set &holder f/Tricuspid valve | 3
22 | 2026/SPC/N/C/S/00002 | 13300208 | Ring and band sizer set& holder f/flex. mitral v.a.r. | 3
23 | 2026/SPC/N/C/S/00002 | 13300403 | Mecha.Bileaflet Heart Valve,MITRAL 21mm | 7
24 | 2026/SPC/N/C/S/00002 | 13300404 | Mecha.Bileaflet Heart Valve,MITRAL 22mm | 4
25 | 2026/SPC/N/C/S/00002 | 13300405 | Mecha.Bileaflet Heart Valve,MITRAL 23mm | 13
26 | 2026/SPC/N/C/S/00002 | 13300406 | Mecha.Bileaflet Heart Valve,MITRAL 24mm | 12
27 | 2026/SPC/N/C/S/00002 | 13300407 | Mecha.Bileaflet Heart Valve,MITRAL 25mm | 36
28 | 2026/SPC/N/C/S/00002 | 13300408 | Mecha.Bileaflet Heart Valve,MITRAL 26mm | 12
29 | 2026/SPC/N/C/S/00002 | 13300409 | Mecha.Bileaflet Heart Valve,MITRAL 27mm | 56
30 | 2026/SPC/N/C/S/00002 | 13300410 | Mecha.Bileaflet Heart Valve,MITRAL 28mm | 14
31 | 2026/SPC/N/C/S/00002 | 13300411 | Mecha.Bileaflet Heart Valve,MITRAL 29mm | 39
32 | 2026/SPC/N/C/S/00002 | 13300412 | Mecha.Bileaflet Heart Valve,MITRAL 30mm | 20
33 | 2026/SPC/N/C/S/00002 | 13300413 | Mecha.Bileaflet Heart Valve,MITRAL 31mm | 2
34 | 2026/SPC/N/C/S/00002 | 13300414 | Mecha.Bileaflet Heart Valve,MITRAL 32mm | 16
35 | 2026/SPC/N/C/S/00002 | 13300415 | Mecha.Bileaflet Heart Valve,MITRAL 33mm | 40
36 | 2026/SPC/N/C/S/00002 | 13300500 | Mecha. Bileaflet Heart ValveAORTIC 16mm | 6
37 | 2026/SPC/N/C/S/00002 | 13300502 | Mecha. Bileaflet Heart ValveAORTIC 18mm | 10
38 | 2026/SPC/N/C/S/00002 | 13300505 | Mecha. Bileaflet Heart ValveAORTIC 20mm | 20
39 | 2026/SPC/N/C/S/00002 | 13300507 | Mecha. Bileaflet Heart ValveAORTIC 22mm | 20
40 | 2026/SPC/N/C/S/00002 | 13300508 | Mecha. Bileaflet Heart ValveAORTIC 23mm | 18
41 | 2026/SPC/N/C/S/00002 | 13300509 | Mecha. Bileaflet Heart ValveAORTIC 24mm | 7
42 | 2026/SPC/N/C/S/00002 | 13300511 | Mecha. Bileaflet Heart ValveAORTIC 26mm | 7
43 | 2026/SPC/N/C/S/00002 | 13300512 | Mecha. Bileaflet Heart ValveAORTIC 27mm | 11
44 | 2026/SPC/N/C/S/00002 | 13300513 | Mecha. Bileaflet Heart ValveAORTIC 28mm | 4
45 | 2026/SPC/N/C/S/00002 | 13300514 | Mecha. Bileaflet Heart ValveAORTIC 29mm | 3
46 | 2026/SPC/N/C/S/00002 | 13300516 | Mecha. Bileaflet Heart ValveAORTIC 31mm | 4
47 | 2026/SPC/N/C/S/00005 | 13301102 | Thoracic Drainage Cath. 20Fr,Str. | 2500
48 | 2026/SPC/N/C/S/00005 | 13301601 | Cardiac epical Stabilizer /Positioning Device f/OPCABG | 30
49 | 2026/SPC/N/C/S/00005 | 13301602 | Coronory Tissue Stabilizer,Octopus type f/OPCABG | 60
50 | 2026/SPC/N/C/S/00005 | 13301701 | Intra Coronry Shunt,f.of/pump1.0mm | 160
51 | 2026/SPC/N/C/S/00005 | 13301704 | Intra CoronryShunt,f.of/pump1.75mm | 350
52 | 2026/SPC/N/C/S/00005 | 13301709 | Intra Coronry Shunt f/OPCABG,size 3mm | 130
53 | 2026/SPC/N/C/S/00005 | 13301710 | Intra Coronry Shunt f/OPCABG, size 3.5mm | 80
54 | 2026/SPC/N/C/S/00005 | 13302401 | Arteriotomy Cannula, 2mm tip | 50
55 | 2026/SPC/N/C/S/00005 | 13302402 | Arteriotomy Cannula, 3mm tip | 50
56 | 2026/SPC/N/C/S/00005 | 13302601 | Blower/Mister | 100
57 | 2026/SPC/N/C/S/00005 | 13303502 | Arterial Embole. Cath. (A)5Fr x 80cm | 180
58 | 2026/SPC/N/C/S/00006 | 13301902 | Mitral Valve AnnuloplastyRing & band,flexi. 29mm | 12
59 | 2026/SPC/N/C/S/00006 | 13301903 | Mitral Valve AnnuloplastyRing and band 31mm | 7
60 | 2026/SPC/N/C/S/00006 | 13301904 | Mitral Valve AnnuloplastyRing and band 33mm | 5
61 | 2026/SPC/N/C/S/00006 | 13301905 | Mitral Valve AnnuloplastyRing and band ,flexi.35mm | 4
62 | 2026/SPC/N/C/S/00006 | 13301906 | Mitral Valve AnnuloplastyRing and Band 37mm | 2
63 | 2026/SPC/N/C/S/00006 | 13301907 | Mitral Valve AnnuloplastyRing & Band ,flexi. 39mm | 4
64 | 2026/SPC/N/C/S/00006 | 13301908 | Mitral valve annulo.Ring & band flexi. 25mm | 4
65 | 2026/SPC/N/C/S/00006 | 13301909 | Mitral valve annulo.Ring & band flexi. 26 mm | 10
66 | 2026/SPC/N/C/S/00006 | 13301910 | Mitral valve annulo.Ring & band, flexi. 28 mm | 1
67 | 2026/SPC/N/C/S/00006 | 13301914 | Mitral valve annulo.Ring and band,flexi. 36mm | 6
68 | 2026/SPC/N/C/S/00006 | 13301916 | Mitral valve annulo.ring and band, flexi. 40 mm | 4
69 | 2026/SPC/N/C/S/00006 | 13304201 | Mitral Valve Annulo,Ring and Band, rigid, size 25m | 5
70 | 2026/SPC/N/C/S/00006 | 13304202 | Mitral Valve Annulo,Ring and Band, rigid, size 27m | 5
71 | 2026/SPC/N/C/S/00006 | 13304203 | Mitral Valve Annulo,Ring & Band, rigid, size 27mm | 5
72 | 2026/SPC/N/C/S/00006 | 13304207 | Mitral Valve Annulo,Ring & Band, rigid, size 31mm | 2
73 | 2026/SPC/N/C/S/00006 | 13304209 | Mitral Valve Annulo,Ring & Band, rigid, size 33mm | 1
74 | 2026/SPC/N/C/S/00006 | 13304210 | Mitral Valve Annulo,Ring & Band, rigid, size 34 mm | 1
75 | 2026/SPC/N/C/S/00006 | 13304211 | Mitral Valve Annulo,Ring & Band, rigid, size 35mm | 1
76 | 2026/SPC/N/C/S/00006 | 13304212 | Mitral Valve Annulo,Ring & Band, rigid, size 36mm | 1
77 | 2026/SPC/N/C/S/00006 | 13304213 | Mitral Valve Annulo,Ring & Band, rigid, size 37mm | 1
78 | 2026/SPC/N/C/S/00006 | 13304214 | Mitral Valve Annulo,Ring & Band, rigid, size 38mm | 1
79 | 2026/SPC/N/C/S/00006 | 13304215 | Mitral Valve Annulo,Ring & Band, rigid, size 25mm | 1
80 | 2026/SPC/N/C/S/00006 | 13304216 | Mitral Valve Annulo,Ring & Band, rigid, size 40 mm | 1
81 | 2026/SPC/N/C/S/00006 | 13304217 | Ring and Band sizer set & holder f/Rigid M.V.A.Rings | 1
82 | 2026/SPC/N/C/S/00006 | 13304400 | Valve sizer set & holdermitral | 2
83 | 2026/SPC/N/C/S/00006 | 13304401 | Mitral Valve Annulo Ring &Band, Semi rigid, size 25 mm | 1
84 | 2026/SPC/N/C/S/00006 | 13304402 | Mitral Valve Annulo Ring &Band, Semi rigid, size 26mm | 4
85 | 2026/SPC/N/C/S/00006 | 13304403 | Mitral Valve Annulo Ring &Band, Semi rigid, size 27 mm | 1
86 | 2026/SPC/N/C/S/00006 | 13304405 | Mitral Valve Annulo Ring &Band, Semi rigid, size 29 mm | 1
87 | 2026/SPC/N/C/S/00006 | 13304406 | Mitral Valve Annulo Ring &Band, Semi rigid, size 30 mm | 20
88 | 2026/SPC/N/C/S/00006 | 13304407 | Mitral Valve Annulo Ring &Band, Semi rigid, size 31 mm | 1
89 | 2026/SPC/N/C/S/00006 | 13304408 | Mitral Valve Annulo Ring &Band, Semi rigid, size 32 mm | 20
90 | 2026/SPC/N/C/S/00006 | 13304409 | Mitral Valve Annulo Ring &Band, Semi rigid, size 33 mm | 1
91 | 2026/SPC/N/C/S/00006 | 13304410 | Mitral Valve Annulo Ring &Band, Semi rigid, size 34 mm | 20
92 | 2026/SPC/N/C/S/00006 | 13304411 | Mitral Valve Annulo Ring &Band, Semi rigid, size 35 mm | 1
93 | 2026/SPC/N/C/S/00006 | 13304412 | Mitral Valve Annulo Ring &Band, Semi rigid, size 36 mm | 11
94 | 2026/SPC/N/C/S/00006 | 13304413 | Mitral Valve Annulo Ring &Band, Semi rigid, size 37 mm | 1
95 | 2026/SPC/N/C/S/00006 | 13304414 | Mitral Valve Annulo Ring &Band, Semi rigid, size 38 mm | 4
96 | 2026/SPC/N/C/S/00006 | 13304415 | Mitral Valve Annulo Ring &Band, Semi rigid, size 39 mm | 1
97 | 2026/SPC/N/C/S/00006 | 13304416 | Mitral Valve Annulo Ring &Band, Semi rigid, size 40 mm | 1
98 | 2026/SPC/N/C/S/00006 | 13304417 | Ring and Band sizer set and hoSemi Rigid Mitral V.A.R. | 2
99 | 2026/SPC/N/C/S/00006 | 13304501 | Mitral Valve Annulo.Ring & Band, 3D, size 25mm | 2
100 | 2026/SPC/N/C/S/00006 | 13304503 | Mitral Valve Annulo.Ring & Band, 3D, size 27 mm | 2
101 | 2026/SPC/N/C/S/00006 | 13304504 | Mitral Valve Annulo.Ring & Band, 3D, size 28mm | 8
102 | 2026/SPC/N/C/S/00006 | 13304505 | Mitral Valve Annulo.Ring & Band, 3D, size 29 mm | 3
103 | 2026/SPC/N/C/S/00006 | 13304506 | Mitral Valve Annulo.Ring & Band, 3D, size 30mm | 12
104 | 2026/SPC/N/C/S/00006 | 13304507 | Mitral Valve Annulo.Ring & Band, 3D, size 31mm | 3
105 | 2026/SPC/N/C/S/00006 | 13304508 | Mitral Valve Annulo.Ring & Band, 3D, size 32mm | 14
106 | 2026/SPC/N/C/S/00006 | 13304509 | Mitral Valve Annulo.Ring & Band, 3D, size 33mm | 1
107 | 2026/SPC/N/C/S/00006 | 13304511 | Mitral Valve Annulo.Ring & Band, 3D, size 35mm | 1
108 | 2026/SPC/N/C/S/00006 | 13304512 | Mitral Valve Annulo.Ring & Band, 3D, size 36mm | 7
109 | 2026/SPC/N/C/S/00006 | 13304513 | Mitral Valve Annulo.Ring & Band, 3D, size 37mm | 1
110 | 2026/SPC/N/C/S/00006 | 13304514 | Mitral Valve Annulo.Ring & Band, 3D, size 38mm | 4
111 | 2026/SPC/N/C/S/00006 | 13304515 | Mitral Valve Annulo.Ring & Band, 3D, size 39mm | 1
112 | 2026/SPC/N/C/S/00006 | 13304516 | Mitral Valve Annulo.Ring & Band, 3D, size 40mm | 1
113 | 2026/SPC/N/C/S/00006 | 13304517 | Ring & Band sizer set & holderf/3D mitral valve annuloplasty | 1
114 | 2026/SPC/N/C/S/00007 | 13300602 | Bioprosthetic Pericardial M/V21mm | 2
115 | 2026/SPC/N/C/S/00007 | 13300603 | Bioprosthetic Pericardial M/V23mm | 2
116 | 2026/SPC/N/C/S/00007 | 13300604 | Bioprosthetic Pericardial M/V25mm | 13
117 | 2026/SPC/N/C/S/00007 | 13300605 | Bioprosthetic Pericardial M/V27mm. | 10
118 | 2026/SPC/N/C/S/00007 | 13300703 | Bioprosthetic Pericar. H/VAORTIC 23mm | 2
119 | 2026/SPC/N/C/S/00007 | 13300704 | Bioprosthetic Pericar. H/VAORTIC 25mm | 5
120 | 2026/SPC/N/C/S/00007 | 13300705 | Bioprosthetic Pericar. H/VAORTIC 27mm | 5
121 | 2026/SPC/N/C/S/00007 | 13300706 | Bioprosthetic Pericar. H/VAORTIC 29mm | 2
122 | 2026/SPC/N/C/S/00007 | 13300801 | Aortic Punch, size 4.0mmdiameter | 100
123 | 2026/SPC/N/C/S/00007 | 13300803 | Aortic Punch, size 3.0mm dia. | 23
124 | 2026/SPC/N/C/S/00007 | 13300805 | Aortic Punch, size 4.5mm dia. | 11
125 | 2026/SPC/N/C/S/00007 | 13302203 | Biological Heart Valve AORTIC23mm | 2
126 | 2026/SPC/N/C/S/00007 | 13302204 | Biological Heart Valve AORTIC25mm | 2
127 | 2026/SPC/N/C/S/00007 | 13302205 | Biological Heart Valve AORTIC27mm | 2
128 | 2026/SPC/N/C/S/00007 | 13302206 | Biological Heart Valve AORTIC29mm | 2
129 | 2026/SPC/N/C/S/00007 | 13302207 | Biological Heart Valve AORTIC31mm | 2
130 | 2026/SPC/N/C/S/00018 | 14003700 | Auto-Disable syringers,1ml for DMPA inj | 89000
131 | 2026/SPC/N/C/S/00022 | 14300107 | Baby Blood Lines Set Haemod.FMC 4008S (Fresenius) (Paed. Item) | 5000
132 | 2026/SPC/N/C/S/00022 | 14300819 | Triple lumen catheter sets 11 - 12.5FG, 135 mm - 150mm | 1600
133 | 2026/SPC/N/C/S/00022 | 14300902 | Filter for RO system,5 micron, 50cm length. | 1100
134 | 2026/SPC/N/C/S/00022 | 14300904 | Filter for RO system 10 micron 50cm | 900
135 | 2026/SPC/N/C/S/00022 | 14300905 | Filter for RO system 20 micron 50cm | 900
136 | 2026/SPC/N/C/S/00022 | 14301002 | Haemofiltration kit w/ filtercompatible w/ B.Braun CRRT. | 1300
137 | 2026/SPC/N/C/S/00022 | 14301007 | Child HF/HDF/SCUF kit CRRT/Infomed (f.Paed) | 45
138 | 2026/SPC/N/C/S/00022 | 14301014 | Baby HF/HDF/SCUF kit, com. w/ "HF 440" (Infomed) CRRT | 70
139 | 2026/SPC/N/C/S/00022 | 14301016 | Omni set (Heparin) 0.8/Filter comp/Omni CRRT | 10
140 | 2026/SPC/N/C/S/00022 | 14301102 | Biopsy needle 16G, 150mm | 3500
141 | 2026/SPC/N/C/S/00022 | 14301107 | Biopsy needle18G, 210mm length | 1250
142 | 2026/SPC/N/C/S/00022 | 14301108 | Biopsy needle 16G, 210mm length | 1000
143 | 2026/SPC/N/C/S/00025 | 14300504 | Hollow Fibre Dialyzer, High flux-1.7m2-2.2m2 | 200000
144 | 2026/SPC/N/C/S/00026 | 14300506 | Hollow Fibre Dialyzer,low-med flux, 0.7 m2 | 4000
145 | 2026/SPC/N/C/S/00026 | 14300507 | Hollow Fibre Dialyzer,low-med flux 1.0 m2.(for Paed.) | 6000
146 | 2026/SPC/N/C/S/00026 | 14300821 | Permanent C.V. catheter Set D/L, 14.5FG, 32-36cm | 510
147 | 2026/SPC/N/C/S/00026 | 14301018 | Omni set Pro (Citrate) 1.6/ Filter compatible/Omni CRRT. | 8
148 | 2026/SPC/N/C/S/00026 | 14302101 | Diasafe dialy.fluid Filter for FMC5008 & FMC 4008 | 2400
149 | 2026/SPC/N/C/S/00028 | 14300805 | Permanet C.V. Cath. D/L 14.5 FG,28cm | 8000
150 | 2026/SPC/N/C/S/00030 | 14301003 | Haemofilter. Solution 5L for CRRT machines. | 30000
151 | 2026/SPC/N/C/S/00031 | 14301005 | Adult HF/HDF/SCUF kit CRRT"HF 440" Infomed | 1800
152 | 2026/SPC/N/C/S/00033 | 14320002 | Peritoneal dialysis solution,2.25-2.5%, 2L bag w/inte. asy. Y Set with blue clamp | 450000
153 | 2026/SPC/N/C/S/00034 | 14320004 | Titanium adapter for CAPD | 1500
154 | 2026/SPC/N/C/S/00034 | 14320005 | Transfer set for CAPD | 1500
155 | 2026/SPC/N/C/S/00034 | 14320006 | Peritoneal Dialysis catheter, curl cath., 62 cm | 700
156 | 2026/SPC/N/C/S/00034 | 14320007 | Peritoneal Dialysis catheter, curl cath., 57 cm | 700
157 | 2026/SPC/N/C/S/00034 | 14320010 | Perit. Dia.Cath.Kit 62-63cmcurl cath. | 400
158 | 2026/SPC/N/C/S/00034 | 14320011 | Peri. Dia.Cath.Kit, 57cmcurl cath. | 500
159 | 2026/SPC/N/C/S/00034 | 14320012 | Peritoneal Dialysis catheter, str. or curl, 37cm (f.Paed) | 100
160 | 2026/SPC/N/C/S/00034 | 14320013 | Peritoneal Dialysis catheter,str. or curl, 42 cm,(f.Paed) | 150
161 | 2026/SPC/N/C/S/00035 | 14301105 | Biopsy Gun for 18 G Biopsy ndl (Compatible with SR 14301101) | 100
162 | 2026/SPC/N/C/S/00036 | 14302102 | Diacap ultra DF online filter for Dialogue B.Braun | 500
163 | 2026/SPC/N/C/S/00037 | 22000201 | X-Ray Protective Skirt & Vest. Small | 50
164 | 2026/SPC/N/C/S/00037 | 22000202 | X-Ray Protective skirt & vest.Medium | 50
165 | 2026/SPC/N/C/S/00037 | 22000301 | X-Ray Protective Lead Gogglesweight 85g. | 130
166 | 2026/SPC/N/C/S/00037 | 22000401 | Radiation Protective Hatmedium | 80
167 | 2026/SPC/N/C/S/00037 | 22000402 | Radiation Protective Hatlarge | 80
168 | 2026/SPC/N/C/S/00037 | 22000501 | X-Ray Protective Table Aprons | 30
169 | 2026/SPC/N/C/S/00039 | 20200202 | Forceps dissecting MacIndoe150mmTC | 500
170 | 2026/SPC/N/C/S/00039 | 20200302 | Forceps dissectingWaugh145mm,Jaw 1.1mm | 200
171 | 2026/SPC/N/C/S/00039 | 20200303 | Forceps dissecting Waugh150mm 1x2T | 700
172 | 2026/SPC/N/C/S/00039 | 20200304 | Forceps dissecting Waugh 1x2T18cm | 300
173 | 2026/SPC/N/C/S/00039 | 20200602 | Forceps dissect w/TC ins.std200mm | 30
174 | 2026/SPC/N/C/S/00039 | 20201401 | Forceps Adson-tissue 1x2T,18cm | 140
175 | 2026/SPC/N/C/S/00039 | 20201403 | Forceps Adson-Microtissu,st1x2T 12cm | 50
176 | 2026/SPC/N/C/S/00039 | 20201601 | Forceps dissectingnon-tr/w/j TC 145mm | 34
177 | 2026/SPC/N/C/S/00039 | 20201901 | Forceps tissue Gillies 150mm. | 50
178 | 2026/SPC/N/C/S/00039 | 20202001 | Forceps dissect,Gerald,cvdtip,175mm,s/s | 30
179 | 2026/SPC/N/C/S/00039 | 20202003 | Forceps dissect,Gerald,strtip,230mm | 20
180 | 2026/SPC/N/C/S/00039 | 20202102 | Forceps dissecting PottsSmith,120mm | 50
181 | 2026/SPC/N/C/S/00039 | 20202103 | Forceps dissec w/dis endPotts1.8mm160mm | 20
182 | 2026/SPC/N/C/S/00039 | 20202104 | Forceps dissec w/dis endPotts1.8mm185mm | 25
183 | 2026/SPC/N/C/S/00039 | 20202201 | Dissec. Forceps Bishop Harmon88mm ,ss | 15
184 | 2026/SPC/N/C/S/00042 | 22300104 | Height Measuring Unit | 500
185 | 2026/SPC/N/C/S/00042 | 22300406 | Operat.boot halfwell,fr.men,size11 | 500
186 | 2026/SPC/N/C/S/00042 | 22302601 | Steri. tray w/silicon matt,25.4x15.2cm | 100
187 | 2026/SPC/N/C/S/00042 | 22302701 | Silicon matt forsterilization tray | 60
188 | 2026/SPC/N/C/S/00042 | 22302902 | Sterilization case with 1tray set | 100
189 | 2026/SPC/N/C/S/00042 | 22302903 | Sterilization case with 2trays set | 100
190 | 2026/SPC/N/C/S/00042 | 22302904 | Sterilization case,ssfor laparoscopic items | 40
191 | 2026/SPC/N/C/S/00042 | 22305201 | Bags ice with cap 160mm | 60
192 | 2026/SPC/N/C/S/00042 | 22305202 | Bags ice with cap 200mm | 50
193 | 2026/SPC/N/C/S/00045 | 11000601 | Polypropylene mesh, size 6cmx11cm | 55000
194 | 2026/SPC/N/C/S/00045 | 11000602 | Ploypropylene mesh, size15cmx 15cm(app) | 20000
195 | 2026/SPC/N/C/S/00046 | 11000104 | Vascular Graft Tube, 22mm x30cm | 17
196 | 2026/SPC/N/C/S/00046 | 11000105 | Vascular Graft Tube, 24mm x30cm | 17
197 | 2026/SPC/N/C/S/00046 | 11000107 | Vascular Graft Tube, 28mm x30cm | 16
198 | 2026/SPC/N/C/S/00046 | 11000108 | Vascular Graft Tube, 30mm x30cm | 18
199 | 2026/SPC/N/C/S/00046 | 11000109 | Vascular Graft Tube, 32mm x30cm | 20
200 | 2026/SPC/N/C/S/00046 | 11003203 | Vascular Graft Tube,EPTFE,thin, strech,5mm x10-40cm | 80
201 | 2026/SPC/N/C/S/00046 | 11003204 | Vascular Graft Tube,EPTFE,thin, strech,6mm x10-40cm | 200
202 | 2026/SPC/N/C/S/00046 | 11003205 | Vascular Graft Tube,EPTFE,thin, strech,8mm x10-40cm | 70
203 | 2026/SPC/N/C/S/00046 | 11003206 | Vascular Graft Tube,EPTFE,thin, strech,10mm x10-40cm | 30
204 | 2026/SPC/N/C/S/00046 | 11003207 | Vascular Graft Tube,EPTFE,thin, strech,12mm x10-40cm | 30
205 | 2026/SPC/N/C/S/00046 | 11003208 | Vascular Graft Tube,EPTFE,thin, strech,14mm x10-40cm | 40
206 | 2026/SPC/N/C/S/00046 | 11003209 | Vascular Graft Tube,EPTFE,thin, strech,16mm x10-40cm | 50
207 | 2026/SPC/N/C/S/00046 | 11003210 | Vascular Graft Tube,EPTFE,thin, strech,18mm x10-40cm | 15
208 | 2026/SPC/N/C/S/00046 | 11003211 | Vascular Graft Tube,EPTFE,thin, strech,20mm x40cm | 50
209 | 2026/SPC/N/C/S/00046 | 11003212 | Vascular Graft Tube,EPTFE,thin, strech,22mm x10-40cm | 20
210 | 2026/SPC/N/C/S/00046 | 11003213 | Vascular Graft Tube,EPTFE,thin, strech,24mm x40cm | 30
211 | 2026/SPC/N/C/S/00046 | 11003407 | Vascular Graft Tube,EPTFE,thick, strech,8mm x40cm | 38
212 | 2026/SPC/N/C/S/00046 | 11003408 | Vascular Graft Tube,EPTFE,thick, strech,10mm x40cm | 20
213 | 2026/SPC/N/C/S/00046 | 11003409 | Vascular Graft Tube,EPTFE,thick, strech,12mm x40cm | 10
214 | 2026/SPC/N/C/S/00046 | 11003410 | Vascular Graft Tube,EPTFE,thin, non-strech,14mm x40cm | 10
215 | 2026/SPC/N/C/S/00046 | 11003411 | Vascular Graft Tube,EPTFE,thick, strech,16mm x40cm | 7
216 | 2026/SPC/N/C/S/00046 | 11003412 | Vascular Graft Tube,EPTFE,thick, strech,18mm x40cm | 14
217 | 2026/SPC/N/C/S/00046 | 11003413 | Vascular Graft Tube,EPTFE,thick, strech,20mm x40cm | 15
218 | 2026/SPC/N/C/S/00046 | 11003414 | Vascular Graft Tube,EPTFE,thick, strech,22mm x40cm | 5
219 | 2026/SPC/N/C/S/00047 | 11000501 | Haemostatic Gauze, 10cm x 20cm | 20000
220 | 2026/SPC/N/C/S/00047 | 11000502 | Haemostatic Gauze, 5cm x 7cm | 9000
221 | 2026/SPC/N/C/S/00047 | 11000503 | Haemostat gauze 5x35cm | 3000
222 | 2026/SPC/N/C/S/00047 | 11000504 | Heamostat gauze size 12mmx50mm | 4000
223 | 2026/SPC/N/C/S/00047 | 11000505 | Haemostat size 2cm x 5cm | 3000
224 | 2026/SPC/N/C/S/00047 | 11000506 | Haemostat size 12x30cm | 1300
225 | 2026/SPC/N/C/S/00047 | 11000507 | Absorbable Haemostatic Powder"Surgicel Fibrilar" type | 900
226 | 2026/SPC/N/C/S/00048 | 11000411 | Cardiovas. Patch, 0.6mm,5cmx15cm | 39
227 | 2026/SPC/N/C/S/00048 | 11000412 | Cardiovas. Patch,doublevelour fab. | 10
228 | 2026/SPC/N/C/S/00048 | 11000810 | Felt Sheet, 1.3cm x 10cm | 7
229 | 2026/SPC/N/C/S/00048 | 11000811 | Felt Sheet, 10cm x 10cm | 30
230 | 2026/SPC/N/C/S/00048 | 11000820 | Cardiovas.Pledget,PTFE,3x3x1.5mm | 2000
231 | 2026/SPC/N/C/S/00048 | 11000821 | CardiovascularPledget,PTFE,3x3x1mm | 1800
232 | 2026/SPC/N/C/S/00048 | 11001001 | PTFE sutures 6/0,75cm w/2x9mmcvd t pt | 70
233 | 2026/SPC/N/C/S/00048 | 11001002 | PTFE sutures 7/0, 60cmw/2x9mm, 3/8c,r/b,t/p | 55
234 | 2026/SPC/N/C/S/00048 | 11002201 | Surgical Adhesive Glue, 10ml | 400
235 | 2026/SPC/N/C/S/00048 | 11002202 | Surgical Adhesive Glue, 2ml | 600
236 | 2026/SPC/N/C/S/00048 | 11002203 | Surgical Adhesive Glue, 5ml | 400
237 | 2026/SPC/N/C/S/00048 | 11002301 | EPTFE,5/0,75cm,22mm,1/2,rb,tp | 100
238 | 2026/SPC/N/C/S/00048 | 11002302 | EPTFE,5/0,90cm,16-18mm,1/2,rb,tp | 10
239 | 2026/SPC/N/C/S/00048 | 11002303 | EPTFE,5/0,90cm,22mm,1/2,rb,tp | 23
240 | 2026/SPC/N/C/S/00048 | 11002401 | Cardio. Patch (PTFE) 0.4mmthick, 3x6cm | 9
241 | 2026/SPC/N/C/S/00048 | 11002900 | EPTFE sutures 6/0 75cm2x9mm3/8c rb tp | 50
242 | 2026/SPC/N/C/S/00055 | 14540003 | Nanocrystal Silver Dressing, 20cmX40cm | 20000
243 | 2026/SPC/N/C/S/00056 | 14540503 | Water proof dressing+ Non-adhe absorbent pad(15cm-15.5cm)X(8.5cm-9cm) | 20000
244 | 2026/SPC/N/C/S/00056 | 14540504 | water proof dressing+ non-adheabsorbent pad20cmX(9cm-10cm) | 9000
245 | 2026/SPC/N/C/S/00056 | 14540505 | water proof dressing+ non-adhe. absorbent pad 25cmX10cm | 27000
246 | 2026/SPC/N/C/S/00056 | 14540506 | water proof dressing+ non-adhe. absorbent pad 30cmX10cm | 13000
247 | 2026/SPC/N/C/S/00057 | 14501202 | Paraffin Gauze 9cm x 7m | 50000
248 | 2026/SPC/N/C/S/00057 | 14501304 | Gellatine Sponge,7cm x 5cm x10mm | 60000
249 | 2026/SPC/N/C/S/00057 | 14501402 | Hypoallergenic Adhesive Tape2.5cmx9.1m | 50000
250 | 2026/SPC/N/C/S/00057 | 14501602 | Latex Free Hypoallergenic Paper Tape 2.5cm x 9-10m | 60000
251 | 2026/SPC/N/C/S/00057 | 14503002 | Synthetic Casting Material 7.5cm x3.6m | 8000
252 | 2026/SPC/N/C/S/00058 | 15800001 | self expanding covered tracheal stent,18x50mm | 23
253 | 2026/SPC/N/C/S/00058 | 15800002 | self expanding covered tracheal stent 18x60mm | 24
254 | 2026/SPC/N/C/S/00058 | 15800003 | self expanding covered tracheal stent, 20x50mm | 34
255 | 2026/SPC/N/C/S/00058 | 15800004 | self expanding covered tracheal stent ,20x60mm | 46
256 | 2026/SPC/N/C/S/00058 | 15800101 | self expanding covered ' Y 'tracheal stent 18x60mm | 23
257 | 2026/SPC/N/C/S/00058 | 15800102 | self expanding covered ' Y 'tracheal stent 20mmx60mm | 60
258 | 2026/SPC/N/C/S/00058 | 15800103 | self expanding covered ' Y 'tracheal stent 20mmx70mm | 72
259 | 2026/SPC/N/C/S/00058 | 15801001 | Silicone tracheal stents,18mmx80mm | 11
260 | 2026/SPC/N/C/S/00058 | 15801002 | Silicone tracheal stents,20mmx80mm | 11
261 | 2026/SPC/N/C/S/00058 | 15801101 | silicone bronchial stent,10mmx30mm | 11
262 | 2026/SPC/N/C/S/00058 | 15801201 | Silicone ' Y ' tracheal stent18mmx80mm | 23
263 | 2026/SPC/N/C/S/00058 | 15801202 | Silicone ' Y ' tracheal stent20mmx80mm | 23
264 | 2026/SPC/N/C/S/00059 | 15802001 | Rib Specific Plate,30 holes,1mm thickness,Titanium | 60
265 | 2026/SPC/N/C/S/00059 | 15802101 | Sternal plate ,8 holes, 2mmTitanium | 48
266 | 2026/SPC/N/C/S/00059 | 15802201 | Sternal T plate, 12 holes,2mmTitanium | 11
267 | 2026/SPC/N/C/S/00059 | 15802301 | Sternal H plate, 6 holes,2mmTitanium | 11
268 | 2026/SPC/N/C/S/00059 | 15803001 | Locking Screws for rib plates,2.4mmx6mm | 70
269 | 2026/SPC/N/C/S/00059 | 15803002 | Locking Screws for rib plates,2.4mmx8mm | 100
270 | 2026/SPC/N/C/S/00059 | 15803003 | Locking Screws for rib plates,2.4mmx10mm | 400
271 | 2026/SPC/N/C/S/00059 | 15803004 | Locking Screws for rib plates,2.4mmx12mm | 350
272 | 2026/SPC/N/C/S/00059 | 15803101 | Self drilling locking Screws2.9mmx10mm,Titanium | 100
273 | 2026/SPC/N/C/S/00059 | 15803102 | Self drilling locking Screws2.9mmx12mm,Titanium | 240
274 | 2026/SPC/N/C/S/00059 | 15803103 | Self drilling locking Screws2.9mmx14mm,Titanium | 114
275 | 2026/SPC/N/C/S/00060 | 15804001 | Seldinger intercostal Catheterkit 12FG | 800
276 | 2026/SPC/N/C/S/00060 | 15804002 | Seldinger intercostal CatheterKit 14FG | 800
277 | 2026/SPC/N/C/S/00060 | 15804003 | Seldinger intercostal Catheter Kit 16FG | 400
278 | 2026/SPC/N/C/S/00060 | 15804101 | Indwelling plural cathetersystem12F | 140
279 | 2026/SPC/N/C/S/00060 | 15804102 | Indwelling plural cathetersystem 14F | 140
280 | 2026/SPC/N/C/S/00060 | 15804103 | Indwelling plural cathetersystem 16F | 80
281 | 2026/SPC/N/C/S/00060 | 15805001 | Mini tracheostomy kit 5F | 20
282 | 2026/SPC/N/C/S/00060 | 15805002 | Mini tracheostomy kit 5.5F | 20
283 | 2026/SPC/N/C/S/00060 | 15805003 | Mini tracheostomy kit 6F | 20
284 | 2026/SPC/N/C/S/00061 | 15806001 | Plural drainage system, dual chamber(adult)1800-2000cc | 2000
285 | 2026/SPC/N/C/S/00061 | 15806002 | Ambulatory plural drainage bag1200ml | 300
286 | 2026/SPC/N/C/S/00061 | 15806201 | Plural Biopsy needle | 130
287 | 2026/SPC/N/C/S/00061 | 15806301 | Laparoscopic Specimen deliver.bag 13x18cm | 500
288 | 2026/SPC/N/C/S/00061 | 15807001 | Wound retractor (Disposable)60mmx220mm | 350
289 | 2026/SPC/N/C/S/00061 | 15807101 | Wound Protector (Disposable)20mmx35mm | 350
290 | 2026/SPC/N/C/S/00072 | 20201302 | Forceps tissue SemkenDeli.1x2T 12.5cm | 50
291 | 2026/SPC/N/C/S/00072 | 20201305 | Forceps tissue Semken 1.1mmwide, 145mm | 20
292 | 2026/SPC/N/C/S/00072 | 20201306 | Forceps tissue Semken 1x2T12.5cm | 45
293 | 2026/SPC/N/C/S/00072 | 20201307 | Forceps tissue Semken 1x2T15cm | 60
294 | 2026/SPC/N/C/S/00072 | 20201701 | Forcepsdissecting,stdpattern,18cm | 80
295 | 2026/SPC/N/C/S/00072 | 20201702 | Forceps dissecting,stdpattern,14.5cm | 80
296 | 2026/SPC/N/C/S/00072 | 20201706 | Forcepsdissect,standard,str,145mm | 120
297 | 2026/SPC/N/C/S/00072 | 20201721 | Forceps tissue standard,150mm | 350
298 | 2026/SPC/N/C/S/00072 | 20201722 | Forceps tissue standard,130mm | 250
299 | 2026/SPC/N/C/S/00072 | 20201900 | Forceps tissue GilliesDel.Cvd 7.5cm | 30
300 | 2026/SPC/N/C/S/00072 | 20202607 | Forcep Dissect. & TissueDe Bakey,ang.2.0 jaws | 50
301 | 2026/SPC/N/C/S/00072 | 20202608 | Forcep Dissect. & TissueDe Bakey,ang.2.8 jaws | 35
302 | 2026/SPC/N/C/S/00072 | 20202620 | Forceps dissect & tis DeBakey155mm2.0mm | 55
303 | 2026/SPC/N/C/S/00072 | 20202621 | Forceps dissect & tisDe-Bakey200mm1.5mm | 45
304 | 2026/SPC/N/C/S/00072 | 20202623 | Forceps dissect & tisDe-Bakey200mm2.0mm | 50
305 | 2026/SPC/N/C/S/00072 | 20202624 | Forceps dissect &tisDe-Bakey155mm1.5mm | 85
306 | 2026/SPC/N/C/S/00072 | 20202701 | Forceps dissect Baby MeekerRT-ANG,180mm | 60
307 | 2026/SPC/N/C/S/00072 | 20202800 | Forceps dissecting Babymixter,130mm s/s | 60
308 | 2026/SPC/N/C/S/00072 | 20202801 | Forceps dissect & ligature-Mixter 285mm | 25
309 | 2026/SPC/N/C/S/00072 | 20202802 | Forceps dissect & liga BabyMixter185mm | 30
310 | 2026/SPC/N/C/S/00073 | 20200803 | Forceps tissue J.Allis 5 x 6, 228mm | 100
311 | 2026/SPC/N/C/S/00073 | 20201200 | Forceps tissue Grasp CollinInt 19cm | 154
312 | 2026/SPC/N/C/S/00073 | 20202803 | Forceps dissect & ligature-Mix-210mm | 40
313 | 2026/SPC/N/C/S/00073 | 20202804 | Forceps dissect & ligature-Mixter 23cm | 25
314 | 2026/SPC/N/C/S/00073 | 20205201 | Forceps tissue and Organgrasp 200mm,s/s | 20
315 | 2026/SPC/N/C/S/00073 | 20205202 | Forceps tissue and Organgrasp 255mm,s/s | 10
316 | 2026/SPC/N/C/S/00073 | 20205301 | Forceps Collier curv19.1cm | 15
317 | 2026/SPC/N/C/S/00073 | 20206101 | Forceps tissue micrornd/hdl,ATJ150mm Ti | 20
318 | 2026/SPC/N/C/S/00073 | 20206102 | Forceps tissue micrornd/hdl,ATJ180mm Ti | 25
319 | 2026/SPC/N/C/S/00073 | 20206201 | Forceps Tissue Micro 1mm,ringtip,180mm | 50
320 | 2026/SPC/N/C/S/00073 | 20206202 | Forceps Tissue Micro 2mm,ringtip,180mm | 42
321 | 2026/SPC/N/C/S/00073 | 20206203 | Forcep Tissue Micro1mm r/tipd/du,180mm | 30
322 | 2026/SPC/N/C/S/00073 | 20206204 | Forcep Tissue Micro1mm r/tipd/du,200mm | 25
323 | 2026/SPC/N/C/S/00073 | 20206302 | Forceps micro w/platformcvd,0.2x6x180mm | 10
324 | 2026/SPC/N/C/S/00073 | 20206303 | Forceps micro w/platform st0.2x4x120mm | 20
325 | 2026/SPC/N/C/S/00073 | 20206304 | Forceps micro w/platformcvd,0.2mmx120mm | 14
326 | 2026/SPC/N/C/S/00073 | 20206501 | Forcep Tissue micro,De Bakey,1.8mm jaw,180mm | 30
327 | 2026/SPC/N/C/S/00073 | 20206605 | Forceps micro,straight,RH0.2mmx6mm jaw,180mm,SS | 10
328 | 2026/SPC/N/C/S/00073 | 20206606 | Forceps micro curvedplatform 0.2-0.4mmx6mm,180mm | 15
329 | 2026/SPC/N/C/S/00073 | 20206607 | Forceps micro straight,platform,0.2-0.4mmx4mm,120mm | 20
330 | 2026/SPC/N/C/S/00064 | 15000101 | Radiotherapy Mould RoomDevice, Gloves | 300
331 | 2026/SPC/N/C/S/00064 | 15000102 | Radiotherapy Mould RoomD,Sili oil spray | 2
332 | 2026/SPC/N/C/S/00064 | 15000103 | Radiotherapy Mould RoomDevice,Dust Mask | 300
333 | 2026/SPC/N/C/S/00064 | 15000104 | Radiotherapy Mould Room Dev.,Work Apron | 200
334 | 2026/SPC/N/C/S/00065 | 22000601 | Personal Alarm Dosimeter | 60
335 | 2026/SPC/N/C/S/00065 | 22050001 | Thyroid collar w/leadprotection | 40
336 | 2026/SPC/N/C/S/00067 | 14701501 | ACT + Cuvettes for Accriva Hem sig. Elite ACT machine | 15000
337 | 2026/SPC/N/C/S/00067 | 14721101 | CT/MR IntrauterineApplicator, thin, | 4
338 | 2026/SPC/N/C/S/00067 | 14721102 | CT/MR Fletcher CervixApplicator, 3.5mm | 6
339 | 2026/SPC/N/C/S/00069 | 22501001 | Electron Block Foam Cutter | 2
340 | 2026/SPC/N/C/S/00069 | 22501002 | Styrofoam Blocks 10 x10 x .75" | 21
341 | 2026/SPC/N/C/S/00069 | 22501502 | CT Overlay board w/carbon fibe frame | 2
342 | 2026/SPC/N/C/S/00069 | 22501901 | Prone Head Rest, MRI com R/Tcouch | 4
343 | 2026/SPC/N/C/S/00069 | 22502001 | Supine Head Rest, MRI compaR/T | 6
344 | 2026/SPC/N/C/S/00069 | 22502201 | Breastboard, for IMRT breastR/T | 5
345 | 2026/SPC/N/C/S/00069 | 22503501 | Shoulder Retractor,consistingof 2length | 3
346 | 2026/SPC/N/C/S/00069 | 22503601 | Headrest, Silverman typ MRIcom.plates | 7
347 | 2026/SPC/N/C/S/00069 | 22503701 | Patient Support Cushion,fshoulder sup | 11
348 | 2026/SPC/N/C/S/00069 | 22503702 | Patient Support Cushion,multi purpose | 20
349 | 2026/SPC/N/C/S/00069 | 22503704 | Patient Support Cushion,multi purpose | 12
350 | 2026/SPC/N/C/S/00069 | 22503801 | Base Couch support baseplate(Feet/Knee) | 2
351 | 2026/SPC/N/C/S/00070 | 22800101 | Red Diode Fixed Laser Systemfor R/T | 1
352 | 2026/SPC/N/C/S/00070 | 22800201 | Adjustable Table, withindexing tableR/T | 1
353 | 2026/SPC/N/C/S/00070 | 22800301 | Breast Caliper, with digitalreading | 3
354 | 2026/SPC/N/C/S/00070 | 22800302 | Body Caliper, with scale onboth sides, | 3
355 | 2026/SPC/N/C/S/00070 | 22800401 | Electric Warmer (220 volt),for warming | 14
356 | 2026/SPC/N/C/S/00070 | 22800501 | Electric Alloy Melter (220volt), for melting shie.alloy | 2
357 | 2026/SPC/N/C/S/00070 | 22800601 | Pitcher, for pouring hotalloy, 60ml | 2
358 | 2026/SPC/N/C/S/00070 | 22800701 | Ladle, for shielding alloy,stainless st | 3
359 | 2026/SPC/N/C/S/00070 | 22800801 | Strainer, for shieldingalloy, stainless | 4
360 | 2026/SPC/N/C/S/00070 | 22800901 | Funnel Plastic, size 8.5cm | 2
361 | 2026/SPC/N/C/S/00070 | 22800902 | Funnel Stainless Steel, size8.5cm | 4
362 | 2026/SPC/N/C/S/00070 | 22801003 | Thermometer Digital Probe,pocket type | 2
363 | 2026/SPC/N/C/S/00070 | 22801101 | Modelling Spoon, forthermoplastics | 2
364 | 2026/SPC/N/C/S/00070 | 22801301 | Patient Transfer Board | 20
365 | 2026/SPC/N/C/S/00070 | 22801401 | Mobile Contour Plotter, forR/T | 2
366 | 2026/SPC/N/C/S/00070 | 22801501 | Eye Protection Goggles, withhead band, | 21
367 | 2026/SPC/N/C/S/00070 | 22801701 | Mobile Shield, for radationtherapy M/R | 1
368 | 2026/SPC/N/C/S/00066 | 14701001 | Level Sensor MountingPad,Stockert S111 | 1000
369 | 2026/SPC/N/C/S/00066 | 14701102 | Activa. Clotting TimeTube,Actalyte ACT | 26000
370 | 2026/SPC/N/C/S/00066 | 14701200 | Activated Clotting TimeCartridge,ACT 11 | 200
371 | 2026/SPC/N/C/S/00066 | 14701300 | Activated Clotting Time Tube,ACT | 8000
372 | 2026/SPC/N/C/S/00075 | 20206608 | Forceps micro curvedplatform 0.2-0.4mmx4mm,120mm | 20
373 | 2026/SPC/N/C/S/00075 | 20206612 | Forceps, De Bakey 1-2.5mm jaws220mm | 50
374 | 2026/SPC/N/C/S/00075 | 20206613 | Forceps Micro, straight, FH0.2-0.4mm x 6mm jaw, 180mm,SS | 30
375 | 2026/SPC/N/C/S/00075 | 20206614 | Forceps Micro, straight,RH 0.2-0.4mm x 6mm jaw, 180mm,Ti | 20
376 | 2026/SPC/N/C/S/00075 | 20206615 | Forceps Micro, straight,FH0.2-0.4mm x 6mm jaw, 180mm,Ti | 15
377 | 2026/SPC/N/C/S/00184 | 21802501 | Aortic Punch, size 3.5mm dia: | 10
378 | 2026/SPC/N/C/S/00184 | 21802502 | Aortic Punch, size 4.0mm dia: | 10
379 | 2026/SPC/N/C/S/00184 | 21802503 | Aortic Punch, size 4.5mm dia: | 10
380 | 2026/SPC/N/C/S/00184 | 21802504 | Aortic Punch, size 5.0mm dia: | 5
381 | 2026/SPC/N/C/S/00184 | 21802505 | Aortic Punch, size 6.0mm dia: | 5
382 | 2026/SPC/N/C/S/00184 | 21807700 | Caval Catheter OcclusionClamp,10Fr/12Fr | 1
383 | 2026/SPC/N/C/S/00184 | 21807705 | Caval Catheter OcclusionClamp, 26Fr | 1
384 | 2026/SPC/N/C/S/00184 | 21807712 | Caval Catheter OcclusionClamp, 40Fr | 1
385 | 2026/SPC/N/C/S/00184 | 21807900 | Dilator Vascular, De Bakey,0.5mm dia: | 3
386 | 2026/SPC/N/C/S/00184 | 21807901 | Dilator Vascular, De Bakey,1.0mm dia: | 5
387 | 2026/SPC/N/C/S/00184 | 21807902 | Dilator Vascular, De Bakey,1.5mm dia: | 5
388 | 2026/SPC/N/C/S/00184 | 21807903 | Dilator Vascular, De Bakey,20.mm dia: | 4
389 | 2026/SPC/N/C/S/00184 | 21810400 | Clamp Vascular,P,DeBakey,25deg ang | 5
390 | 2026/SPC/N/C/S/00184 | 21810401 | Clamp Vascular,P,DeBakey,45deg ang | 5
391 | 2026/SPC/N/C/S/00184 | 21810402 | Clamp Vascular,P,DeBakey,60deg ang | 3
392 | 2026/SPC/N/C/S/00184 | 21810403 | Clamp Vascular,P,DeBakey,75deg ang | 5
393 | 2026/SPC/N/C/S/00184 | 21810404 | Clamp Vascular,P,DeBakey,90deg ang | 3
394 | 2026/SPC/N/C/S/00184 | 21810500 | ClampVascular,P,Satinsky,150mm | 8
395 | 2026/SPC/N/C/S/00185 | 21809000 | Surgical Head Lamp | 15
396 | 2026/SPC/N/C/S/00185 | 21809001 | Surgical Head Lamp, Batteryoperated | 10
397 | 2026/SPC/N/C/S/00185 | 21810100 | External Pacemaker(PulseGenerator),dual pacing | 10
398 | 2026/SPC/N/C/S/00185 | 21810101 | External Pacemaker(PulseGenerator), single pacing | 10
399 | 2026/SPC/N/C/S/00186 | 21802602 | Suture Hook (Suture Catcher) | 5
400 | 2026/SPC/N/C/S/00186 | 21802604 | Lumen inspection mirror,23 cm | 1
401 | 2026/SPC/N/C/S/00186 | 21808400 | Elevator Periosteal,Lambotte,10mm/210mm | 2
402 | 2026/SPC/N/C/S/00186 | 21808401 | Elevator Periosteal, Semb12mm/230mm | 3
403 | 2026/SPC/N/C/S/00186 | 21809100 | Tube Milking Roller, GunnarHey, 185mm | 3
404 | 2026/SPC/N/C/S/00186 | 21809101 | Tube Milking Roller(plastic) Brompton type or similar | 1
405 | 2026/SPC/N/C/S/00186 | 21809300 | Cable Tie Applicator (Cabletie gun) | 1
406 | 2026/SPC/N/C/S/00186 | 21809400 | Endoscopic Vascular Clamp,Satinsky | 5
407 | 2026/SPC/N/C/S/00186 | 21809701 | Comp. Set of Sterile Containerf/micro cardio. Ins.,small | 30
408 | 2026/SPC/N/C/S/00186 | 21809702 | Comp. Set of Sterile Containerf/micro cardio. Ins.,medium | 20
409 | 2026/SPC/N/C/S/00186 | 21809703 | Comp. Set of Sterile Containerf/micro cardio. Ins.,large | 20
410 | 2026/SPC/N/C/S/00187 | 21802605 | Sucker grasping sucker tube 9.5mm,CH 820.0-30,3mm tip | 2
411 | 2026/SPC/N/C/S/00187 | 21802701 | Rib Cutter/Shear, Brunner270mm | 1
412 | 2026/SPC/N/C/S/00187 | 21807001 | Clamp Vessel, Mueller,90 degang,105mm | 3
413 | 2026/SPC/N/C/S/00187 | 21807101 | Clamp Vessel, Mueller, 45 degang,125mm | 3
414 | 2026/SPC/N/C/S/00187 | 21807200 | Clamp Vessel, Mueller, str,165mm | 2
415 | 2026/SPC/N/C/S/00187 | 21807300 | Clamp Bronchus, Lees, 90 mmblade, 220mm | 1
416 | 2026/SPC/N/C/S/00187 | 21807600 | Clamp Tubing, serrated jaws,150mm | 5
417 | 2026/SPC/N/C/S/00187 | 21808200 | Rib Cutter/Shear, StilleGiertz, 270mm | 2
418 | 2026/SPC/N/C/S/00187 | 21808801 | Hook, Nerve, Cushing, normalpattern | 15
419 | 2026/SPC/N/C/S/00187 | 21808900 | Hook, Valve, De Bakey, 6mm | 8
420 | 2026/SPC/N/C/S/00194 | 20400304 | Needle Holder Baumgartner17.5cm | 160
421 | 2026/SPC/N/C/S/00194 | 20400403 | Needle holder Castroviejo215 mm | 80
422 | 2026/SPC/N/C/S/00194 | 20400404 | Castro-Viejo micro ndl.hold0.2,6" | 50
423 | 2026/SPC/N/C/S/00194 | 20400405 | Needle holder Castro-Viejomicro 0.2mm | 40
424 | 2026/SPC/N/C/S/00194 | 20400406 | Castroviejo needleholder,145mm,0.2 | 40
425 | 2026/SPC/N/C/S/00194 | 20400601 | Needle Holder Kilner Type str, bayonet,TC jaw, 0.4mm | 280
426 | 2026/SPC/N/C/S/00194 | 20400701 | Needle Holders Mayo-Hager str, bayonet, TC in,180-200mm | 1450
427 | 2026/SPC/N/C/S/00194 | 20400716 | Needle Holders Mayo-Hager,str bayonet, TC in, ,220-270mm | 40
428 | 2026/SPC/N/C/S/00194 | 20401001 | Needle Holder Debakey v/del0.4,16.5cm | 175
429 | 2026/SPC/N/C/S/00194 | 20401002 | Needle Holder Debakey v/del0.2mm,16.5cm TC | 120
430 | 2026/SPC/N/C/S/00194 | 20401004 | Needle Holder Debakeyv/del.0.4,21-23cm | 85
431 | 2026/SPC/N/C/S/00194 | 20401005 | Needle Holder Debakey200mm,TC 0.2mm | 50
432 | 2026/SPC/N/C/S/00194 | 20401006 | Needle Holder Debakey180mm,TC 0.4mm | 80
433 | 2026/SPC/N/C/S/00194 | 20401008 | Needle Holder Debakey18cm0.2mm, str. | 20
434 | 2026/SPC/N/C/S/00194 | 20401009 | Needle Holder Debakey,0.5mm, 250mm | 32
435 | 2026/SPC/N/C/S/00194 | 20401010 | Needle Holder Debakey,0.5, 230mm | 30
436 | 2026/SPC/N/C/S/00194 | 20401011 | Debakey Ndl.Holder,Ser,0.4mm, 250mm Length | 30
437 | 2026/SPC/N/C/S/00194 | 20401012 | Durogrip Debakey needleholder195mm | 45
438 | 2026/SPC/N/C/S/00194 | 20401014 | Ndl Hold.,De Bakey,str. 0.2mm, 120mm | 60
439 | 2026/SPC/N/C/S/00194 | 20401015 | Needle Holder, De Bakey,str.0.2mm serated jaw,TC,14cm-18mmw/rachet | 30
440 | 2026/SPC/N/C/S/00183 | 21803706 | ClampVas.paed.DeBakey,stragh,130mm | 12
441 | 2026/SPC/N/C/S/00183 | 21804001 | Clamp Vascular,De Bakey,60deg ang,260mm | 8
442 | 2026/SPC/N/C/S/00183 | 21804002 | Clamp Vascular,De Bakey,60deg ang,310mm | 2
443 | 2026/SPC/N/C/S/00183 | 21804003 | ClampVasc.Multipur.DeBakey,200mm | 5
444 | 2026/SPC/N/C/S/00183 | 21804004 | Clamp Vascular,De Bakey,60deg ang,220mm | 8
445 | 2026/SPC/N/C/S/00183 | 21804201 | Clamp Aortic, Subramanian,160mm | 5
446 | 2026/SPC/N/C/S/00183 | 21804301 | Clamp Anastomosis,Baby-Satinsky, 160mm | 10
447 | 2026/SPC/N/C/S/00183 | 21804803 | ClampVascular,Cooley-Derra,165mm | 12
448 | 2026/SPC/N/C/S/00183 | 21804901 | Clamp Tubing,serratedjaws,200mm | 15
449 | 2026/SPC/N/C/S/00183 | 21804902 | ClampTubing,s/jaw,ex.lon.rac,140mm | 5
450 | 2026/SPC/N/C/S/00183 | 21804903 | ClampTubing,s/jaw,ex.lon.rac,165mm | 10
451 | 2026/SPC/N/C/S/00183 | 21805001 | FlushingNeedle,Tibbs,L,c/tip,58mm | 2
452 | 2026/SPC/N/C/S/00183 | 21805002 | FlushingNeed.Tibbs,c/tip,smal,58mm | 2
453 | 2026/SPC/N/C/S/00183 | 21805003 | FlushingNeed.Tibbs,L,O/tip,58mm | 2
454 | 2026/SPC/N/C/S/00183 | 21805004 | FlushingNeed,Tibbs,O/tip,smal,58mm | 1
455 | 2026/SPC/N/C/S/00183 | 21805101 | DilatorVasc.Debakey,2.5mm,190mm | 4
456 | 2026/SPC/N/C/S/00183 | 21805102 | DilatorVasc.,Debakey,3.0mm,190mm | 2
457 | 2026/SPC/N/C/S/00183 | 21805201 | Forceps Nibbling,Luc,190mm | 2
458 | 2026/SPC/N/C/S/00183 | 21805401 | Rib Spreader, De Bakey type | 2
459 | 2026/SPC/N/C/S/00183 | 21806000 | Clamp Aorta, abdominal,Zanger,cvd,305mm | 4
460 | 2026/SPC/N/C/S/00183 | 21806100 | Clamp Vascular, Cooley-Derra,165mm | 5
461 | 2026/SPC/N/C/S/00183 | 21806101 | Clamp Vascular, Cooley-Derra,175mm | 10
462 | 2026/SPC/N/C/S/00183 | 21806200 | Clamp Vascular,De Bakey,15deg ang,165mm | 10
463 | 2026/SPC/N/C/S/00183 | 21806201 | Clamp Vascular,De Bakey,15deg ang,200mm | 8
464 | 2026/SPC/N/C/S/00183 | 21806202 | Clamp Vascular,De Bakey,15deg ang,230mm | 8
465 | 2026/SPC/N/C/S/00183 | 21806300 | Clamp Vascular,DeBakey,cvd,165mm | 8
466 | 2026/SPC/N/C/S/00183 | 21806400 | Clamp Vascular,De Bakey, str,165mm | 6
467 | 2026/SPC/N/C/S/00183 | 21806401 | Clamp Vascular,De Bakey,str., 200mm | 1
468 | 2026/SPC/N/C/S/00183 | 21806501 | Clamp Vascular,DeBakey,30 degang,170mm | 5
469 | 2026/SPC/N/C/S/00183 | 21806502 | Clamp Vascular,De Bakey,45deg ang,170mm | 5
470 | 2026/SPC/N/C/S/00183 | 21806600 | Clamp Vascular,De Bakey,90deg ang,150mm | 5
471 | 2026/SPC/N/C/S/00183 | 21806700 | Clamp Vascular,P,Cooley,60deg ang,165mm | 5
472 | 2026/SPC/N/C/S/00183 | 21806701 | Clamp Vascular,P,Colley 60deg ang,170mm | 5
473 | 2026/SPC/N/C/S/00183 | 21806702 | Clamp Vascular,P,Cooley,60deg ang,185mm | 3
474 | 2026/SPC/N/C/S/00183 | 21806900 | Clamp Vascular,P,De Bakey,cvd,56mm jaw | 3
475 | 2026/SPC/N/C/S/00183 | 21806901 | Clamp Vascular,P,DeBakey,cvd., 90mm jaw | 2
476 | 2026/SPC/N/C/S/00183 | 21806902 | Clamp Vascular, micro,f/premature babies,105mm,Ti | 1
477 | 2026/SPC/N/C/S/00181 | 21803001 | Clamp Anastomosis,Castaneda,VeryDelicate | 5
478 | 2026/SPC/N/C/S/00181 | 21803002 | Clamp Anastomosis, Castaneda,Delicate | 3
479 | 2026/SPC/N/C/S/00181 | 21803101 | Clamp Vascular, Castaneda, 50deg angled | 3
480 | 2026/SPC/N/C/S/00181 | 21803102 | Clamp Vascular, Castaneda,30deg angled | 5
481 | 2026/SPC/N/C/S/00181 | 21803104 | Anas-Multi.clampsf.neo.cas.6",15mm | 4
482 | 2026/SPC/N/C/S/00181 | 21803105 | Anas-Multi.clampsf.neo.cas.6",23mm | 4
483 | 2026/SPC/N/C/S/00181 | 21803201 | Clamp Vascular, Lambert-Kay,40mm jaw | 5
484 | 2026/SPC/N/C/S/00181 | 21803202 | Clamp Vascular, Lambert -Kay, 47mm jaw | 5
485 | 2026/SPC/N/C/S/00181 | 21803505 | BulldogClamp,mini,arteri.curv.30mm | 20
486 | 2026/SPC/N/C/S/00181 | 21803506 | BulldogClamp,mini,arteri.curv,35mm | 20
487 | 2026/SPC/N/C/S/00181 | 21803507 | BulldogClamp,mini,arteri.curv,40mm | 20
488 | 2026/SPC/N/C/S/00181 | 21803508 | BulldogClamp,mini,arteri.curv,50mm | 8
489 | 2026/SPC/N/C/S/00181 | 21803509 | BulldogClamp,mini,s/curved,30mm | 15
490 | 2026/SPC/N/C/S/00181 | 21803510 | BulldogClamp,mini,s/curved,35mm | 10
491 | 2026/SPC/N/C/S/00181 | 21803511 | BulldogClamp,mini,s/curved,40mm | 15
492 | 2026/SPC/N/C/S/00181 | 21803512 | BulldogClamp,mini,s/curved,50mm | 10
493 | 2026/SPC/N/C/S/00181 | 21803513 | BulldogClamp,mini,veno.curved,30mm | 20
494 | 2026/SPC/N/C/S/00181 | 21803514 | BulldogClamp,mini,veno.curved,35mm | 20
495 | 2026/SPC/N/C/S/00181 | 21803515 | BulldogClamp,mini,veno.curved,40mm | 15
496 | 2026/SPC/N/C/S/00181 | 21803516 | BulldogClamp,mini,veno.curved,50mm | 10
497 | 2026/SPC/N/C/S/00181 | 21803517 | BulldogClamp,mini,Ven.s/curve,30mm | 5
498 | 2026/SPC/N/C/S/00181 | 21803518 | BulldogClamp,mini,ven.s/curve,35mm | 7
499 | 2026/SPC/N/C/S/00181 | 21803519 | BulldogClamp,mini,ven.s/curve,40mm | 8
500 | 2026/SPC/N/C/S/00181 | 21803520 | Bulldog Clamp,mini,ven.50mm | 10
501 | 2026/SPC/N/C/S/00181 | 21803521 | BulldogClamp,arter.straight,30mm | 20
502 | 2026/SPC/N/C/S/00181 | 21803522 | BulldogClamp,arter.straight,35mm | 4
503 | 2026/SPC/N/C/S/00181 | 21803523 | BulldogClamp,Diethrich,straigt 45mm | 15
504 | 2026/SPC/N/C/S/00181 | 21803524 | BulldogClamp,Diethrich,straigt 53mm | 8
505 | 2026/SPC/N/C/S/00158 | 14200502 | TPE Kits (Fresenius)with ACD | 250
506 | 2026/SPC/N/C/S/00158 | 14200503 | Stem cell harvesting kit. f/ Haemonetic Apheresis Sys. | 15
507 | 2026/SPC/N/C/S/00180 | 21800101 | Pitutary Rongeur,downwardcut2x10mm | 20
508 | 2026/SPC/N/C/S/00180 | 21800102 | Pitutary Rongeur, upwardcut2x10mm | 20
509 | 2026/SPC/N/C/S/00180 | 21800103 | Pitutary Rongeur,straight,2x10mm | 25
510 | 2026/SPC/N/C/S/00180 | 21800104 | Pitutary Rongeur,downwardcut3x10mm | 20
511 | 2026/SPC/N/C/S/00180 | 21800105 | Pitutary Rongeur, upwardcut3x10mm | 20
512 | 2026/SPC/N/C/S/00180 | 21800201 | Ventricular Vent, Ross typeadult | 2
513 | 2026/SPC/N/C/S/00180 | 21800202 | Ventricular Vent, Ross typechild | 2
514 | 2026/SPC/N/C/S/00180 | 21800512 | Rib Spreader Castaneda, Adult | 2
515 | 2026/SPC/N/C/S/00180 | 21800601 | Rib Spreader &Approximator,Baily-Gibbon | 1
516 | 2026/SPC/N/C/S/00180 | 21800800 | Bone Rongeur (Nibbler),Beyer, 4mm/180mm | 6
517 | 2026/SPC/N/C/S/00180 | 21801201 | Tube Holder, f.fix ofcardio-pulmon | 2
518 | 2026/SPC/N/C/S/00180 | 21801301 | Hook, Valve, De Bakey type 8mm | 8
519 | 2026/SPC/N/C/S/00180 | 21801302 | Hook, Nerve, Cushing type190mm | 15
520 | 2026/SPC/N/C/S/00180 | 21801401 | Sternal Saw, batteryoperated, hand held | 5
521 | 2026/SPC/N/C/S/00180 | 21801403 | Sternal saw, Electric,complete set | 2
522 | 2026/SPC/N/C/S/00180 | 21801601 | Surgical Loupe, with 2.5magnification | 5
523 | 2026/SPC/N/C/S/00180 | 21801602 | Surgical Loupe, with 3.5magnification | 1
524 | 2026/SPC/N/C/S/00180 | 21801603 | Surgical Loupe, with 4.5magnification | 3
525 | 2026/SPC/N/C/S/00180 | 21801704 | Holding forceps for sternalwire with jaws | 40
526 | 2026/SPC/N/C/S/00180 | 21801801 | Dual lung graspingforceps,230mm | 3
527 | 2026/SPC/N/C/S/00178 | 20302904 | Scissors vascular, Potts -DeMar 25deg | 30
528 | 2026/SPC/N/C/S/00178 | 20303102 | Scissors Microspring cvd flathan.160mm | 15
529 | 2026/SPC/N/C/S/00178 | 20303150 | Scissors Micro,springf/hanl,120/125ang | 5
530 | 2026/SPC/N/C/S/00178 | 20303151 | Scissors Micro,spring,f/h,25angled | 15
531 | 2026/SPC/N/C/S/00178 | 20303154 | Scissors Micro,spring,f/h,90angled | 5
532 | 2026/SPC/N/C/S/00178 | 20303156 | Scissors Micro,spring,r/h,25angle | 7
533 | 2026/SPC/N/C/S/00178 | 20303157 | Scissors Micro,spring,r/h,45angled | 15
534 | 2026/SPC/N/C/S/00178 | 20303158 | Scissors Micro,spring,r/h,60angled | 6
535 | 2026/SPC/N/C/S/00178 | 20303159 | Scissors Micro,spring,r/h,90angled | 10
536 | 2026/SPC/N/C/S/00178 | 20303201 | Scissors Micro,Ball typespring , 45 degree | 5
537 | 2026/SPC/N/C/S/00178 | 20303202 | Scissors Micro,Ball typespring , 60 degree | 7
538 | 2026/SPC/N/C/S/00178 | 20304301 | Scissors VascularDiethrich,v.delic.25ang | 15
539 | 2026/SPC/N/C/S/00178 | 20304302 | Scissors VascularDiethrich,v.delic.45ang | 15
540 | 2026/SPC/N/C/S/00178 | 20304304 | Scissors VascularDiethrich,v.delic,90deg | 5
541 | 2026/SPC/N/C/S/00178 | 20305103 | Sciss.diss.serated/curved,wcut145mm | 20
542 | 2026/SPC/N/C/S/00162 | 21209803 | Inst. set f/Posterior Thoraco-Lumber Fusion (for scoliosis correction) | 21
543 | 2026/SPC/N/C/S/00116 | 12707501 | Titanium Elastic Nail(TENSNail) sys.f/50 pts. | 40
544 | 2026/SPC/N/C/S/00116 | 12708501 | Suture anchors system | 1000
545 | 2026/SPC/N/C/S/00109 | 12610305 | Cerclage Wire, soft, 0.8mm(21G)x10m | 500
546 | 2026/SPC/N/C/S/00109 | 12610306 | Cerclage Wire, soft, 0.9mm(20G)x10m | 750
547 | 2026/SPC/N/C/S/00109 | 12610307 | Cerclage Wire, soft, 1.0mm(19G)x10m | 300
548 | 2026/SPC/N/C/S/00109 | 12610308 | Cerclage Wire, soft, 1.25mm(18G)x10m | 550
549 | 2026/SPC/N/C/S/00102 | 14200802 | TPE Kits for Spectra Optia Apheresis System | 2000
550 | 2026/SPC/N/C/S/00101 | 14200703 | Wafers f/Sterile Conect. Devi.(140 wafers in one pack) | 100
551 | 2026/SPC/N/C/S/00100 | 14200702 | Platelet Additive Solution 500 | 350
552 | 2026/SPC/N/C/S/00097 | 14200601 | Leukocyte filters for redcells | 1100
553 | 2026/SPC/N/C/S/00099 | 14200603 | ACD-A Spike Bag-500ml | 10000
554 | 2026/SPC/N/C/S/00096 | 14200501 | TPE Kit f/ Hae MCS+ System(with 500ml ACD) | 4000
555 | 2026/SPC/N/C/S/00098 | 14200602 | Leukocyte filters forPlatelets | 40
556 | 2026/SPC/N/C/S/00204 | 18101102 | Diam.Den. burs PointedTaperin Fiss. 012 | 4600
557 | 2026/SPC/N/C/S/00204 | 18101103 | Diam.den.bur flame 012f.Fri.Gri.C/A h/p | 2300
558 | 2026/SPC/N/C/S/00204 | 18101104 | Diam.den.bur flame 023f.Fri.Gri.C/A h/p | 1000
559 | 2026/SPC/N/C/S/00204 | 18101106 | Diam.den.bur.Pointed TaperinFiss. 014 | 1800
560 | 2026/SPC/N/C/S/00204 | 18101111 | Dia.Den.bur PointedTaper.Fiss. 012 | 4000
561 | 2026/SPC/N/C/S/00204 | 18101206 | Diam.den.burs DomeEnd.Taperin 012 | 1400
562 | 2026/SPC/N/C/S/00204 | 18101207 | Dia.den.burs Dome EndTaperin Fiss. 014 | 2800
563 | 2026/SPC/N/C/S/00204 | 18101209 | Dia.Den.burs DomeEnd.Taper.Fiss.012 | 3500
564 | 2026/SPC/N/C/S/00204 | 18101211 | Dia.den.burs DomeEnd.Taper.Fiss. 014 | 1250
565 | 2026/SPC/N/C/S/00204 | 18101503 | Diamond Burs Pear shaped, ISO14 | 2700
566 | 2026/SPC/N/C/S/00204 | 18101603 | Tung.Car.Den.burs Cone ShapeSup.Hard | 2000
567 | 2026/SPC/N/C/S/00200 | 20701101 | Probe d/ended 3mm h-1W Hole190mm | 20
568 | 2026/SPC/N/C/S/00200 | 20701201 | Gall stone scoops 27.5cm Mayo | 14
569 | 2026/SPC/N/C/S/00200 | 20701301 | Lloyd Davis right ang bowelclamp,315mm | 16
570 | 2026/SPC/N/C/S/00200 | 20703603 | Backes common blue ductdilator 3mm | 4
571 | 2026/SPC/N/C/S/00200 | 20703605 | Backes common blue ductdilator 5mm | 3
572 | 2026/SPC/N/C/S/00200 | 20703606 | Backes common blue ductdilator 6mm | 2
573 | 2026/SPC/N/C/S/00200 | 20703607 | Backes common blue ductdilator 7mm | 2
574 | 2026/SPC/N/C/S/00200 | 20703608 | Backes common blue ductdilator 8mm | 2
575 | 2026/SPC/N/C/S/00200 | 20703609 | Backes common blue ductdilator 9mm | 2
576 | 2026/SPC/N/C/S/00200 | 20703610 | Backes common blue ductdilator 10m | 2
577 | 2026/SPC/N/C/S/00200 | 20703611 | Backes common blue ductdilator 11m | 1
578 | 2026/SPC/N/C/S/00200 | 20703612 | Backes common blueductdilator 12mm | 1
579 | 2026/SPC/N/C/S/00200 | 20703613 | Backes common blueductdilator 13mm | 1
580 | 2026/SPC/N/C/S/00206 | 18300101 | Cold mould seal 400ml | 350
581 | 2026/SPC/N/C/S/00206 | 18300103 | Liquid for heat cure 200ml | 300
582 | 2026/SPC/N/C/S/00206 | 18300104 | Self Cure Acrylic Material,Clear | 700
583 | 2026/SPC/N/C/S/00206 | 18300309 | Polishing Brush,cloth,100mm | 200
584 | 2026/SPC/N/C/S/00206 | 18300404 | Vulcanite Acrylic Burs Pearshape | 200
585 | 2026/SPC/N/C/S/00206 | 18300406 | Vulcanite Acrylic Burs RoseHead | 300
586 | 2026/SPC/N/C/S/00206 | 18300408 | Vulcanite Acrylic BursFissu.Head,2.35mm | 350
587 | 2026/SPC/N/C/S/00206 | 18300601 | Acrylic Stone Burs Cone shaped | 450
588 | 2026/SPC/N/C/S/00206 | 18300602 | Stone Wheel for denturecutting. | 150
589 | 2026/SPC/N/C/S/00206 | 18302301 | Whitting Powder f.denturepolishing 250-500g | 45000
590 | 2026/SPC/N/C/S/00189 | 21001507 | Nephroscope Telescope, 24Fr parelal eye piece | 18
591 | 2026/SPC/N/C/S/00189 | 21001515 | Nephroscope Telescope,24Fr angled eye piece. | 25
592 | 2026/SPC/N/C/S/00189 | 21001516 | Nephroscope Telescope, 26Fr, parelal eye piece. | 18
593 | 2026/SPC/N/C/S/00189 | 21003301 | Semi Rigid Uretero-renoscope 4.7 Fr | 30
594 | 2026/SPC/N/C/S/00189 | 21004402 | Cystoscope Paed.13Frw/int.channel | 6
595 | 2026/SPC/N/C/S/00189 | 21004403 | Cystoscope Paediatric, size14.5Fr, Karlstorz type | 4
596 | 2026/SPC/N/C/S/00189 | 21050101 | Forceps for Stent Removal,3Fr | 80
597 | 2026/SPC/N/C/S/00189 | 21050201 | Cold Knife,f/ optical urethro. | 40
598 | 2026/SPC/N/C/S/00189 | 21050301 | HERRICK Kidney pedicle Clamp22.5cm for/Paed.Surgery | 9
599 | 2026/SPC/N/C/S/00177 | 15312005 | Triangular tip knife or equivalent with water jet function,4.5mm | 50
600 | 2026/SPC/N/C/S/00177 | 15312006 | Insulation tip knife or equivalent with water jet function4mm | 8
601 | 2026/SPC/N/C/S/00177 | 15312007 | Insulation tip knife nano or equivalent : with water jet function, 3.5mm cutting knife length | 4
602 | 2026/SPC/N/C/S/00177 | 15312011 | Dual Knife or equivalent : with water jet function, 2.0 and 1.5mm cutting knife length | 42
603 | 2026/SPC/N/C/S/00177 | 15312012 | Dual Knife or equivalent : w/water jet function: 230cm | 12
604 | 2026/SPC/N/C/S/00177 | 15313501 | Endo. Inject. Ndl: 23/25G,4mm n.p, 160cm w.l. | 450
605 | 2026/SPC/N/C/S/00177 | 15313502 | Endoscopic Injection needle: 23 Gauge 4mm needle projection, 230cm (approx.) | 450
606 | 2026/SPC/N/C/S/00177 | 15313505 | Endoscopic Injection needle: 21 Gauge 4mm needle projection, 160cm (approx. | 190
607 | 2026/SPC/N/C/S/00177 | 15313506 | Endo. Inject. Ndl: 21G,4mm n.p, 230cm w.l. | 120
608 | 2026/SPC/N/C/S/00177 | 15314101 | Endos. Haemo. & Defect Closureclips,11/6t,165cm,OD 16.5mm,dia.8.5-11mm | 120
609 | 2026/SPC/N/C/S/00177 | 15314105 | Endos. Haemo. & Defect Closureclips,14/6a,220cm,OD 17.5mm,dia.11.5-14mm | 110
610 | 2026/SPC/N/C/S/00177 | 15314301 | Over The Scope Endoscopic Twin Gasper, 165cm | 20
611 | 2026/SPC/N/C/S/00177 | 15314302 | Over The Scope EndoscopicTwin Gasper, 220cm | 25
612 | 2026/SPC/N/C/S/00177 | 15314801 | Endoscopic Suction polyps trap | 190
613 | 2026/SPC/N/C/S/00177 | 15315701 | Biopsy Forceps Enteroscopic | 25
614 | 2026/SPC/N/C/S/00177 | 15316001 | Foreign body retreival overtub25cm-50cm | 60
615 | 2026/SPC/N/C/S/00177 | 15316501 | Endoscopic Naso-Billiary tube | 50
616 | 2026/SPC/N/C/S/00177 | 15316604 | Naso-Jejunal tubes, 14Fr | 70
617 | 2026/SPC/N/C/S/00177 | 15317007 | Endoscopic Super Stiff Guide Wire 0.038" x 260cm: guide wire diameter 0.038" | 35
618 | 2026/SPC/N/C/S/00177 | 15317502 | Billiary Drainage Self Expan.Metal Stent 10mm x10-15cm | 10
619 | 2026/SPC/N/C/S/00177 | 15317508 | Biflanged/Lumen apposing selfExp. Metal Stent 16mmx3cm | 20
620 | 2026/SPC/N/C/S/00177 | 15318002 | EUS Endoscopic Ultra SoundFNA Needle 22G | 170
621 | 2026/SPC/N/C/S/00177 | 15318004 | EUS Endoscopic Ultra SoundFNA Needle 19G Ultra Flexible | 80
622 | 2026/SPC/N/C/S/00177 | 15318103 | EUS Endoscopic Ultra Sound Core Biopsy needle: 22G | 170
623 | 2026/SPC/N/C/S/00177 | 15318502 | Endo. Cystogastrostome with7mm diatheramic Needle | 10
624 | 2026/SPC/N/C/S/00177 | 15319005 | Duod.Self Ex.partially covered Metal Stent 9cm | 30
625 | 2026/SPC/N/C/S/00177 | 15319501 | Small bowel capsule with 140-170 degree view | 170
626 | 2026/SPC/N/C/S/00175 | 15300501 | Non Wire Guided Eso./PyloricBalloon Dilator,dia.6mm-8mm | 50
627 | 2026/SPC/N/C/S/00175 | 15300502 | Non Wire Guided Eso./PyloricBalloon Dilator,dia.8mm-10mm | 70
628 | 2026/SPC/N/C/S/00175 | 15300503 | Non Wire Guided Eso./PyloricBalloon Dilator,dia.10mm-12mm | 110
629 | 2026/SPC/N/C/S/00175 | 15300504 | Non Wire Guided Eso./PyloricBalloon Dilator,dia.12mm-15mm | 120
630 | 2026/SPC/N/C/S/00175 | 15300505 | Non Wire Guided Eso./PyloricBalloon Dilator,dia.15mm-18mm | 80
631 | 2026/SPC/N/C/S/00175 | 15300506 | Non Wire Guided Eso./PyloricBalloon Dilator,dia.18mm-20mm | 80
632 | 2026/SPC/N/C/S/00175 | 15301002 | Wire Guided Eso./PyloricBalloon Dilator.dia.8mm-10mm | 80
633 | 2026/SPC/N/C/S/00175 | 15301004 | Wire Guided Eso./PyloricBalloon Dilator,dia.12mm-15mm | 180
634 | 2026/SPC/N/C/S/00175 | 15303501 | Std feeding PEG Sys.Pull.20Fr | 280
635 | 2026/SPC/N/C/S/00175 | 15303504 | Standard feeding PEG System (Pull Type) 18Fr sterile. | 160
636 | 2026/SPC/N/C/S/00175 | 15303505 | Standard feeding PEG System (Pull Type) 16Fr sterile. | 150
637 | 2026/SPC/N/C/S/00175 | 15303506 | Standard feeding PEG System (Pull Type) 14Fr sterile. | 20
638 | 2026/SPC/N/C/S/00175 | 15303507 | Standard feeding PEG System (Pull Type) 12Fr sterile. | 30
639 | 2026/SPC/N/C/S/00175 | 15303701 | PEG Button typeReplacement System 12-20Fr | 230
640 | 2026/SPC/N/C/S/00175 | 15303703 | PEG.replacement tubeStandard balloon 24Fr | 440
641 | 2026/SPC/N/C/S/00175 | 15303704 | PEG replacement tube.standard Balloon 20Fr | 130
642 | 2026/SPC/N/C/S/00175 | 15303706 | PEG replacement tube.Standard Balloon 18Fr | 80
643 | 2026/SPC/N/C/S/00175 | 15303707 | PEG replacement tube.Standard Balloon 16Fr | 60
644 | 2026/SPC/N/C/S/00175 | 15303708 | PEG replacement tube.Standard Balloon 14Fr | 70
645 | 2026/SPC/N/C/S/00175 | 15303709 | PEG replacement tube.Standard Balloon 12Fr: | 45
646 | 2026/SPC/N/C/S/00175 | 15304501 | ERCP Triple Lumen CannulaStraight | 120
647 | 2026/SPC/N/C/S/00175 | 15306004 | ERCP Emer. lithotriptor handl | 10
648 | 2026/SPC/N/C/S/00175 | 15307516 | ERCP Biliary Plastic Stent10Fr x 15cm double end pigtail shape | 80
649 | 2026/SPC/N/C/S/00175 | 15307605 | ERCP Pancreatic Drainage Plastic Stent 7Fr x 5cm | 60
650 | 2026/SPC/N/C/S/00175 | 15307606 | ERCP Pancreatic Drainage Plastic Stent 7Fr x 7cm | 120
651 | 2026/SPC/N/C/S/00175 | 15308501 | ERCP Biliary Self ExpandableUnco. Metal Stent 6cm | 40
652 | 2026/SPC/N/C/S/00172 | 12500101 | Ureteric cath.size 3FG w/metal Stilette, 2 lat.eyes | 90
653 | 2026/SPC/N/C/S/00172 | 12500206 | Urostomy bags & urostomybase plates. | 4600
654 | 2026/SPC/N/C/S/00172 | 12500803 | Multi domia basket f/Ureteros. 1.5-2.5Fr,110-120cm,4/16wire | 400
655 | 2026/SPC/N/C/S/00172 | 12501006 | 100% silicone Bla. Drain(ure) cath. two way,20-30ml 12FGx 40cm | 1500
656 | 2026/SPC/N/C/S/00172 | 12501223 | Urethral catheter 2 way 14FG10-30ml ball,w/opened end | 12000
657 | 2026/SPC/N/C/S/00172 | 12501224 | Urethral catheter 2 way 16FG10-30ml ball,w/opened end | 15000
658 | 2026/SPC/N/C/S/00172 | 12501226 | Urethral catheter 3 waybal.30ml-22FG, Leur lock | 3000
659 | 2026/SPC/N/C/S/00172 | 12501228 | Urine Drain. Catheterself insert. Nelaton,16Frx25cm | 3000
660 | 2026/SPC/N/C/S/00172 | 12501233 | Urine Drain. Catheter self insert. Nelaton 12Frx25cm | 300
661 | 2026/SPC/N/C/S/00172 | 12501404 | Percutaneous NephrostomyDrain. 8Fr | 800
662 | 2026/SPC/N/C/S/00172 | 12501405 | Percu.Neph.Drain. Set 8Fr,w/facial dila.7/8/9Fr | 2000
663 | 2026/SPC/N/C/S/00172 | 12502204 | S Curve Urethral Dilator Set | 120
664 | 2026/SPC/N/C/S/00172 | 12502205 | Amplatz Renal Dilator set. | 50
665 | 2026/SPC/N/C/S/00172 | 12502406 | Amplatz Fixed Core Wire Guide 0.035"dia.(5Fr) x 145cm,Extra | 200
666 | 2026/SPC/N/C/S/00172 | 12502901 | Ureteral Access Sheath , Size 9.5Fr,hydrophilic coated | 80
667 | 2026/SPC/N/C/S/00172 | 12502902 | Ureteral Access Sheath , Size 10Fr, hydrophilic coated | 80
668 | 2026/SPC/N/C/S/00172 | 12502903 | Ureteral Access Sheath ,size 10.5Fr,hydrophilic coated | 20
669 | 2026/SPC/N/C/S/00172 | 12503003 | Hydrophilic Wire Guide,0.035" (5Fr)x140 -150cm,flex.pla.tip | 600
670 | 2026/SPC/N/C/S/00172 | 12503301 | Urete. Stent doub. J, Adult4.7Fr b.e.o. | 600
671 | 2026/SPC/N/C/S/00172 | 12503500 | Urete. Stent doub. J, Paed.4.7Fr , 16cm,o.e.c. | 300
672 | 2026/SPC/N/C/S/00172 | 12505001 | 100% Silicone Filiform Urete. Stent set 6Fr,20-30cm. | 200
673 | 2026/SPC/N/C/S/00134 | 13801602 | D/L Endotracheal tube 32FGRight | 50
674 | 2026/SPC/N/C/S/00134 | 13801605 | D/L Endotracheal tube 35FGRight | 80
675 | 2026/SPC/N/C/S/00134 | 13801606 | D/L Endotracheal tube 37FGRight | 60
676 | 2026/SPC/N/C/S/00134 | 13801608 | D/L Endotracheal tube 39FGRight | 180
677 | 2026/SPC/N/C/S/00134 | 13803502 | T-Piece Connector, 22M/15M,22F. | 4700
678 | 2026/SPC/N/C/S/00134 | 13806001 | Nasopharyngeal Air Wayadult sizes- 20,22,24 Fr | 450
679 | 2026/SPC/N/C/S/00134 | 13806003 | Nasopharyngeal Air Way, Paed.- 16Fr,18Fr | 250
680 | 2026/SPC/N/C/S/00134 | 13806004 | Nasopharyngeal Air Way, adultsize-26Fr,28Fr,30Fr | 400
681 | 2026/SPC/N/C/S/00134 | 13806005 | Nasopharyngeal Air Way,adultsize-32Fr,34Fr. | 350
682 | 2026/SPC/N/C/S/00136 | 13801802 | Cuffed RAE Endotracheal Tube,size 7.5 | 500
683 | 2026/SPC/N/C/S/00136 | 13802610 | Cuffed RAE ET tube (Dental)f/ oral & nasal , size 8.0 | 50
684 | 2026/SPC/N/C/S/00136 | 13805501 | Pheri.Nerve Stimu. Ndl 21Gx4" | 4000
685 | 2026/SPC/N/C/S/00136 | 13805502 | Peri.Nerve Stimu. Ndl. 20Gx6" | 3800
686 | 2026/SPC/N/C/S/00136 | 13805503 | Peri.Nerve Stimu. ndl 22Gx2' | 3400
687 | 2026/SPC/N/C/S/00136 | 13805504 | Peri.Nerve Stimu. Ndl.24Gx1" | 750
688 | 2026/SPC/N/C/S/00136 | 13805505 | Pheri. Nerve Stimulator needl22G,100mm | 1000
689 | 2026/SPC/N/C/S/00136 | 13805506 | Pheri. Nerve Stimulator needle24G,50mm | 300
690 | 2026/SPC/N/C/S/00136 | 13805507 | Pheri. Nerve Stimulator Needle24G,100mm | 500
691 | 2026/SPC/N/C/S/00140 | 13807001 | Laryngeal Mask Airway i - gel type, size 1, | 300
692 | 2026/SPC/N/C/S/00140 | 13807003 | Laryngeal Mask Airwayi - gel type, size 2, | 400
693 | 2026/SPC/N/C/S/00140 | 13807004 | Laryngeal Mask Airway,i - gel type, size 2.5, | 450
694 | 2026/SPC/N/C/S/00140 | 13807005 | Laryngeal Mask Airway i - gel type, size 3 | 1000
695 | 2026/SPC/N/C/S/00140 | 13807006 | Laryngeal Mask Airway i - gel type, size 4, | 1000
696 | 2026/SPC/N/C/S/00140 | 13807008 | Laryngeal Mask Air Way Reinforced type, size 1 | 130
697 | 2026/SPC/N/C/S/00140 | 13807012 | Laryngeal Mask Air WayReinforced type, size 4 | 500
698 | 2026/SPC/N/C/S/00140 | 13807013 | Laryngeal Mask Air WayReinforced , size 1.5 | 40
699 | 2026/SPC/N/C/S/00146 | 13903200 | Closed Suction catheter forET tube (adult) ,12G,50-60cm | 5900
700 | 2026/SPC/N/C/S/00146 | 13903201 | Closed Suction catheter forET tube adult 14 G,50 - 60 cm | 5800
701 | 2026/SPC/N/C/S/00146 | 13903202 | Closed suction catheter forET tubes (adult) 16G,50-60cm | 1500
702 | 2026/SPC/N/C/S/00146 | 13903203 | closed suction catheter forET tubes(adult) 10G,50-60cm | 1000
703 | 2026/SPC/N/C/S/00146 | 13903302 | CPAP Full Face Mask-ventedMedium | 1950
704 | 2026/SPC/N/C/S/00146 | 13903303 | CPAP Full Face Mask-ventedSmall | 720
705 | 2026/SPC/N/C/S/00146 | 13903307 | CPAP Full Face Mask-non ventedLarge | 300
706 | 2026/SPC/N/C/S/00146 | 13903308 | CPAP Full Face Mask-non ventedMedium | 725
707 | 2026/SPC/N/C/S/00146 | 13903309 | CPAP Full Face Mask,non ventedsmall | 520
708 | 2026/SPC/N/C/S/00196 | 18200301 | Paper articulating books40 micron thick | 3000
709 | 2026/SPC/N/C/S/00010 | 12400202 | Umbilical catheter 3.5 FG | 10000
710 | 2026/SPC/N/C/S/00010 | 12400203 | Umbilical catheter 5 FG | 8000
711 | 2026/SPC/N/C/S/00081 | 13400301 | Arterial Cannula ECMO, P, 8Fr | 10
712 | 2026/SPC/N/C/S/00081 | 13400302 | Arterial Cannu. ECMO, A, 20Fr | 10
713 | 2026/SPC/N/C/S/00081 | 13400303 | Arterial Cannula ECMO, P, 10Fr | 10
714 | 2026/SPC/N/C/S/00081 | 13400304 | Arterial Cannula for ECMOsize 12Fr. | 10
715 | 2026/SPC/N/C/S/00081 | 13400305 | Arterial Cannula for ECMO, size 14 Fr. | 10
716 | 2026/SPC/N/C/S/00081 | 13404702 | Oxygenator f/ECMO, neonate,65 ml | 2
717 | 2026/SPC/N/C/S/00081 | 13404706 | Oxygenator f/ECMO,medium adult,250 ml | 5
718 | 2026/SPC/N/C/S/00081 | 13405402 | Custom Tubing Pack for ECMO,Infant | 5
719 | 2026/SPC/N/C/S/00081 | 13407200 | Venous Cannula ECMO A,22Fr | 10
720 | 2026/SPC/N/C/S/00081 | 13407201 | Venous Cannula ECMO P, 10Fr | 10
721 | 2026/SPC/N/C/S/00081 | 13407202 | Venous Cannula ECMO N, 8Fr | 10
722 | 2026/SPC/N/C/S/00081 | 13407203 | Venous Cannula for ECMO for adult, 22 Fr | 10
723 | 2026/SPC/N/C/S/00081 | 13407204 | Venous Cannula for ECMO adult, size 14 Fr | 10
724 | 2026/SPC/N/C/S/00081 | 13407205 | Venous Cannula for ECMO f/ adult, size 12 Fr | 10
725 | 2026/SPC/N/C/S/00081 | 13408009 | Percuta. Femoral Venous Cannu.f/ECMO, 23Fr, 40-50 cm | 5
726 | 2026/SPC/N/C/S/00081 | 13408012 | Percuta. Femoral Venous Cannu.f/ECMO, 29Fr, 40-50 cm | 2
727 | 2026/SPC/N/C/S/00081 | 13408202 | 16Fr Per.VenoVeno Cannula forECMO, 5- 8 Kg, 8 - 10cm | 3
728 | 2026/SPC/N/C/S/00082 | 13403001 | IAB Cath.,size 7.5/8FG, 40cc | 100
729 | 2026/SPC/N/C/S/00082 | 13403002 | IAB Cath.,size 7.5/8FG, 34cc | 110
730 | 2026/SPC/N/C/S/00082 | 13403003 | IAB Cath., size 7.5/8FG, 25cc | 50
731 | 2026/SPC/N/C/S/00082 | 13403701 | Sump sucker, bullet tip, 14Fr | 20
732 | 2026/SPC/N/C/S/00082 | 13403702 | Sump sucker, bullet tip, 17Fr | 600
733 | 2026/SPC/N/C/S/00082 | 13403900 | Intracardiac Sucker, rigid,30 deg ang | 90
734 | 2026/SPC/N/C/S/00082 | 13410001 | Cytokine Adsorber Device | 45
735 | 2026/SPC/N/C/S/00083 | 13404100 | Hollow Fibre MembraneOxygenator,A<450ml | 1300
736 | 2026/SPC/N/C/S/00083 | 13404101 | Hollow Fiber MembraneOxygenator,A<300ml | 800
737 | 2026/SPC/N/C/S/00083 | 13404301 | HFM Oxygenator, P, 150ml,0.5l/m-2.3l/m | 230
738 | 2026/SPC/N/C/S/00083 | 13404302 | HFM Oxegenator, P,<175ml | 80
739 | 2026/SPC/N/C/S/00083 | 13404402 | HFM Oxygenator,Infant,15ml,0.1l/m-1.5l/m | 500
740 | 2026/SPC/N/C/S/00084 | 13405000 | Custom Tubing PackPaediatric-1,NH/THK - PF1 | 25
741 | 2026/SPC/N/C/S/00084 | 13405001 | Custom Tubing Pack, Adult-1,NH/THK - AF1 | 1700
742 | 2026/SPC/N/C/S/00084 | 13405002 | Custom Tubing Pack, Adult-2,NH/THK - AF2 | 250
743 | 2026/SPC/N/C/S/00084 | 13405101 | Custom Tubing Pack,Paediatric, KS-.P | 20
744 | 2026/SPC/N/C/S/00084 | 13405103 | Custom Tubing Pack, Adult-1,KS-A1B | 400
745 | 2026/SPC/N/C/S/00084 | 13405104 | Custom Tubing Pack, Adult -2, KS-A.2 | 50
746 | 2026/SPC/N/C/S/00084 | 13405301 | Custom Tubing Pack,Neonatal-1, LRH-N1 | 250
747 | 2026/SPC/N/C/S/00084 | 13405304 | Custom Tubing Pack,Paediatric-2,LRH-P2 | 100
748 | 2026/SPC/N/C/S/00084 | 13405401 | Custom Tubing Pack for ECMO, Neonate | 5
749 | 2026/SPC/N/C/S/00085 | 13400700 | W/R Venous Return Catheter,angled, 10/11Fr | 10
750 | 2026/SPC/N/C/S/00085 | 13400706 | W/R Venous Return Catheter,angled, 24/25 FG | 20
751 | 2026/SPC/N/C/S/00085 | 13400803 | W/R Venous Return Catheter ang., 18/19Fr | 6
752 | 2026/SPC/N/C/S/00085 | 13400902 | W/R Venous Return Cath,ang,14Fr | 6
753 | 2026/SPC/N/C/S/00085 | 13400903 | W/R Venous Return Cath,ang,16Fr | 10
754 | 2026/SPC/N/C/S/00085 | 13400905 | W/R Venous Return Cath.ang,20Fr | 50
755 | 2026/SPC/N/C/S/00085 | 13400906 | W/R Venous Return Cath.ang,24Fr | 80
756 | 2026/SPC/N/C/S/00085 | 13400907 | W/R Venous Return Cath.angled ,size 26 Fr | 80
757 | 2026/SPC/N/C/S/00085 | 13400908 | W/ R Venous Return Cath.angled ,28 Fr | 60
758 | 2026/SPC/N/C/S/00085 | 13401203 | Venous return cath.w/r two stage 36/51Fr | 80
759 | 2026/SPC/N/C/S/00085 | 13401204 | W/R low prof. two stage venousret. cannu. size 36Fr/46Fr | 800
760 | 2026/SPC/N/C/S/00085 | 13401703 | Wire Reinf. Venous ReturnCath. str, 20FG | 24
761 | 2026/SPC/N/C/S/00085 | 13401705 | Wire Reinf. Venous ReturnCath. str, 24FG | 130
762 | 2026/SPC/N/C/S/00086 | 13400000 | Arterial Cannula, size 22G x4cm length | 230
763 | 2026/SPC/N/C/S/00086 | 13400001 | Arterial Cannula, size 22G x6cm length | 330
764 | 2026/SPC/N/C/S/00086 | 13400002 | Arterial Cannu.,size 22Gx8cm | 200
765 | 2026/SPC/N/C/S/00086 | 13400100 | Femoral Arterial Cannula,w/r,8/9Fr with introducer | 120
766 | 2026/SPC/N/C/S/00086 | 13400103 | Femoral Arterial Cannula, wr14/15Fr, w/introducer | 19
767 | 2026/SPC/N/C/S/00086 | 13400105 | Femoral Arterial Cannula,w/r, 18/19 FR w/introducer | 8
768 | 2026/SPC/N/C/S/00086 | 13400206 | Femoral Arterial Cannula,,w/r,22/23Fr,w/introducer | 7
769 | 2026/SPC/N/C/S/00086 | 13400207 | Femoral Arterial Cannula,,w/r,24/25Fr, w/introducer | 6
770 | 2026/SPC/N/C/S/00086 | 13400404 | Coronary Artery Ostial Cannula90 deg. size 10 Fr | 90
771 | 2026/SPC/N/C/S/00086 | 13400405 | Coronary Artery Ostial.cannu.90 deg. 12 Fr. | 50
772 | 2026/SPC/N/C/S/00086 | 13400406 | Coronary Artery Ostial.cannu.90 deg. 14Fr. | 16
773 | 2026/SPC/N/C/S/00086 | 13400407 | Coronary Artery Ostial.cannu.130 deg. 8 Fr. | 2
774 | 2026/SPC/N/C/S/00086 | 13400408 | Coronary Artery Ostial.cannu.135 deg. 8 Fr. | 70
775 | 2026/SPC/N/C/S/00086 | 13400409 | Coronary Artery Ostial.cannu.135 deg. 12 Fr. | 60
776 | 2026/SPC/N/C/S/00086 | 13400410 | Coronary Artery Ostial.cannu.135 deg. 14 Fr. | 16
777 | 2026/SPC/N/C/S/00086 | 13400502 | Arterial Cannula,pead. 06 FRwire reinforced, vented 3/16connector | 10
778 | 2026/SPC/N/C/S/00086 | 13400504 | Arterial Cannula pead. 10 FRwire reinforced, vented 1/4connector | 10
779 | 2026/SPC/N/C/S/00086 | 13400505 | Arterial Cannula,pead.12FRwire reinforced, vented 1/4connector | 15
780 | 2026/SPC/N/C/S/00086 | 13400530 | Flexible Arterial Cannu.,str,24FG | 30
781 | 2026/SPC/N/C/S/00086 | 13401404 | Aortic Perfusion Cannula,str, 16Fr | 160
782 | 2026/SPC/N/C/S/00086 | 13402504 | Aortic Root Cannula forcardiople. Neonatal.size(4Fr). | 95
783 | 2026/SPC/N/C/S/00086 | 13402505 | Flexible Arterial Cannula,w/ adjust. ring , size 20 FG | 40
784 | 2026/SPC/N/C/S/00086 | 13402506 | Flexible Arterial Cannula, strw/ adustable ring, size 22 FG | 38
785 | 2026/SPC/N/C/S/00087 | 13400600 | Femoral Venous ReturnCannula, w/r,size 10/11Fr | 2
786 | 2026/SPC/N/C/S/00087 | 13400606 | Femoral Venous ReturnCannula, w/r,size 22/23Fr | 5
787 | 2026/SPC/N/C/S/00087 | 13400607 | Femoral Venous ReturnCannula,w/r, size 24/25Fr | 4
788 | 2026/SPC/N/C/S/00087 | 13402103 | Pae.atrial vent cath.w/m/s,15F | 4
789 | 2026/SPC/N/C/S/00087 | 13402400 | Heart Vent Catheter Left,cvd, (P) | 10
790 | 2026/SPC/N/C/S/00087 | 13406800 | Luer Connector, str,4.8mmx4.8mm | 100
791 | 2026/SPC/N/C/S/00087 | 13407500 | Coronary Perfu. Can. Ma,90deg ang. 9Fr | 30
792 | 2026/SPC/N/C/S/00087 | 13407501 | Coronary Perfu. Can. Ma,90deg ang. 11Fr | 40
793 | 2026/SPC/N/C/S/00087 | 13407600 | Malleable coronary cannula9FG/10FG | 70
794 | 2026/SPC/N/C/S/00087 | 13407601 | Malleable coronarycannula12Frx14cm | 20
795 | 2026/SPC/N/C/S/00088 | 13402802 | Cardioplegia Dilivery Set,Adult, 2:1 | 450
796 | 2026/SPC/N/C/S/00088 | 13403100 | Retrograde cardiopleagiacann.14FG | 10
797 | 2026/SPC/N/C/S/00088 | 13406600 | Artterial Filter,40 microndia:,9.5mm | 300
798 | 2026/SPC/N/C/S/00090 | 20300704 | Scissors Mayo type,170-190mmcvd,blunt | 1700
799 | 2026/SPC/N/C/S/00090 | 20300705 | Scissors Mayo type,str,blunt,170-190 mm | 1700
800 | 2026/SPC/N/C/S/00090 | 20300725 | Scissors dressing Mayo-Lexer,cvd,TC,16cm | 500
801 | 2026/SPC/N/C/S/00090 | 20300726 | Scissors dressing Mayo-Lexercud,TC,21cm | 320
802 | 2026/SPC/N/C/S/00090 | 20300905 | Scissors Iris,b/psharp,c/flat,85mm | 250
803 | 2026/SPC/N/C/S/00090 | 20301306 | Scissors, Nelson - Metzenbaumcvd T/C cutting edges,blunt,220-260mm,SS | 120
804 | 2026/SPC/N/C/S/00090 | 20301401 | Scissors Metzanbaum baby,Cur,T/C 140mm-150mm | 335
805 | 2026/SPC/N/C/S/00090 | 20301420 | Scissors Dissecting,Metzenbaum cvd 170-200mm | 200
806 | 2026/SPC/N/C/S/00090 | 20301421 | Scissors Metzenbaum,very delicate,180 mm | 100
807 | 2026/SPC/N/C/S/00090 | 20301423 | Scissors Metzenbaum Cvd. 145mm, fine tip | 450
808 | 2026/SPC/N/C/S/00090 | 20301424 | Scissors Metzenbaum Cvd,round tip 145mm | 275
809 | 2026/SPC/N/C/S/00090 | 20301425 | Scissors Metzenbaum Str,fine tip 145mm | 380
810 | 2026/SPC/N/C/S/00090 | 20301426 | Scissors Metzenbaum straight,round tip,145mm | 275
811 | 2026/SPC/N/C/S/00090 | 20301435 | Scissors MetzenbaumFino,230mm,s/p | 20
812 | 2026/SPC/N/C/S/00090 | 20302303 | Nasal scissors,Walter type,cvd,angl,140mm | 20
813 | 2026/SPC/N/C/S/00090 | 20302701 | Scissors Cottle knapp plasticf/str.10.5 | 30
814 | 2026/SPC/N/C/S/00090 | 20302803 | Scissors vasculPotts-Smith(Duracut) 25 | 55
815 | 2026/SPC/N/C/S/00090 | 20302804 | Scissors vasculPotts-Smith(Duracut) 45 | 50
816 | 2026/SPC/N/C/S/00090 | 20302901 | Scissors vascul Potts- DeMart 60deg | 35
817 | 2026/SPC/N/C/S/00090 | 20302902 | Scissors vessel PottDe Martel45deg185mm | 40
818 | 2026/SPC/N/C/S/00103 | 12601109 | 12mm, Eight-Shaped Bone Plate | 1250
819 | 2026/SPC/N/C/S/00103 | 12601110 | 16mm, Eight-Shaped Bone Plate | 1130
820 | 2026/SPC/N/C/S/00103 | 12601113 | 25mm, Cannulated Screw for Eight shaped bone Plate | 1500
821 | 2026/SPC/N/C/S/00103 | 12601114 | 30mm, Cannulated screw forEight shaped bone plate | 2000
822 | 2026/SPC/N/C/S/00104 | 12601414 | 6 HOLES, Proxi. TibialLocking Plate 4.5mm,118mm, R | 500
823 | 2026/SPC/N/C/S/00104 | 12601415 | 8 HOLES, Proxi. TibialLocking Plate 4.5mm, 154mm, R | 530
824 | 2026/SPC/N/C/S/00104 | 12601416 | 10 HOLES, Proxi. TibialLocking Plate 4.5mm, 190mm, R | 700
825 | 2026/SPC/N/C/S/00104 | 12601419 | 6 HOLES, Proxi. TibialLocking Plate 4.5mm, 118mm, L | 700
826 | 2026/SPC/N/C/S/00104 | 12601420 | 8 HOLES, proxi. TibialLocking Plate 4.5mm, 154mm, L | 760
827 | 2026/SPC/N/C/S/00104 | 12601421 | 10 HOLES, Proxi. TibialLocking Plate 4.5mm, 190mm, L | 750
828 | 2026/SPC/N/C/S/00104 | 12607206 | 420mm Unreamed I/med TibialNail, 10mm dia. | 620
829 | 2026/SPC/N/C/S/00105 | 12601601 | 4 HOLE LCP,T plate,Rangled,84mm | 1500
830 | 2026/SPC/N/C/S/00105 | 12601603 | 5 HOLE LCP,T plate,Rangled,100mm | 1600
831 | 2026/SPC/N/C/S/00105 | 12601604 | 6 HOLE LCP,T plate,Rangled,110mm | 1100
832 | 2026/SPC/N/C/S/00105 | 12601822 | 6 HOLE LCP,ReconstructionPlate | 1870
833 | 2026/SPC/N/C/S/00105 | 12601823 | 7 HOLE LCP,ReconstructionPlate | 1870
834 | 2026/SPC/N/C/S/00105 | 12601825 | 9 HOLE LCP,ReconstructionPlate | 1250
835 | 2026/SPC/N/C/S/00105 | 12601901 | 5 HOLE LCP,Proximal HumerusPlate | 780
836 | 2026/SPC/N/C/S/00105 | 12601902 | 8 HOLE LCP,Proximal HumerusPlate | 2500
837 | 2026/SPC/N/C/S/00105 | 12602103 | 3.5mm dia.LCP Lock. HeadScrew,14mm | 14370
838 | 2026/SPC/N/C/S/00105 | 12602104 | 3.5mm dia.LCP Lock. HeadScrew,16mm | 18750
839 | 2026/SPC/N/C/S/00105 | 12602105 | 3.5mm dia.LCP Lock. HeadScrew,18mm | 18750
840 | 2026/SPC/N/C/S/00105 | 12602106 | 3.5mm dia.LCP Lock. HeadScrew,20mm | 15600
841 | 2026/SPC/N/C/S/00105 | 12602108 | 3.5mm dia.LCP Lock. HeadScrew,24mm | 10620
842 | 2026/SPC/N/C/S/00105 | 12675001 | Fragment specific lock. Plate f/proximal tibia-medial | 1250
843 | 2026/SPC/N/C/S/00105 | 12675002 | Fragment specific lock. Plate f/proximal tibia-lateral | 1300
844 | 2026/SPC/N/C/S/00105 | 12675102 | Fragment specific lock.Plate f/distal tibia,antero-lateral | 800
845 | 2026/SPC/N/C/S/00105 | 12680001 | Distal fibula locking plates direct- lateral | 1100
846 | 2026/SPC/N/C/S/00106 | 12604425 | 65mm,Cannulated Screw,6.5 mm16mm threaded | 2250
847 | 2026/SPC/N/C/S/00106 | 12604426 | 70mm,Cannulated Screw,6.5 mm16mm threaded | 2500
848 | 2026/SPC/N/C/S/00106 | 12604427 | 75mm,Cannulated Screw,6.5 mm16mm threaded | 2250
849 | 2026/SPC/N/C/S/00106 | 12604428 | 80mm,Cannulated Screw,6.5 mm16mm threaded | 2250
850 | 2026/SPC/N/C/S/00106 | 12604429 | 85mm,Cannulated Screw,6.5 mm16mm threaded | 2000
851 | 2026/SPC/N/C/S/00106 | 12604430 | 90mm,Cannulated Screw,6.5 mm16mm threaded | 2000
852 | 2026/SPC/N/C/S/00106 | 12604431 | 95mm,Cannulated Screw,6.5 mm,16mm threaded | 2000
853 | 2026/SPC/N/C/S/00106 | 12604444 | 70mm, Cannulated Screw, 6.5mm32-40mm thread length | 1800
854 | 2026/SPC/N/C/S/00106 | 12604445 | 75mm, Cannulated Screw, 6.5mm32-40mm thread length | 2250
855 | 2026/SPC/N/C/S/00106 | 12604446 | 80mm, Cannulated Screw, 6.5mm32-40mm thread length | 1860
856 | 2026/SPC/N/C/S/00106 | 12604447 | 85mm, Cannulated Screw, 6.5mm32-40mm thread length | 1870
857 | 2026/SPC/N/C/S/00106 | 12604448 | 90mm, Cannulated Screw, 6.5mm32-40mm thread length | 1870
858 | 2026/SPC/N/C/S/00106 | 12604449 | 95mm, Cannulated Screw, 6.5mm32-40mm thread length | 1870
859 | 2026/SPC/N/C/S/00106 | 12604459 | 55mm, Cannulated Screw, 6.5mmfully threaded length | 1870
860 | 2026/SPC/N/C/S/00106 | 12604460 | 60mm, Cannulated Screw, 6.5mmfully threaded length | 1870
861 | 2026/SPC/N/C/S/00106 | 12604461 | 65mm, Cannulated Screw, 6.5mmfully threaded length | 1870
862 | 2026/SPC/N/C/S/00106 | 12604462 | 70mm, Cannulated Screw, 6.5mmfully threaded length | 1850
863 | 2026/SPC/N/C/S/00106 | 12604463 | 75mm, Cannulated Screw, 6.5mmfully threaded length | 1870
864 | 2026/SPC/N/C/S/00106 | 12604464 | 80mm, Cannulated Screw, 6.5mmfully threaded length | 1870
865 | 2026/SPC/N/C/S/00106 | 12604465 | 85mm, Cannulated Screw, 6.5mmfully threaded length | 1870
866 | 2026/SPC/N/C/S/00106 | 12604477 | 55mm, Cannulated Screw, 7.0mm,16mm thread length | 1870
867 | 2026/SPC/N/C/S/00106 | 12604478 | 60mm, Cannulated Screw, 7.0mm,16mm thread length | 1870
868 | 2026/SPC/N/C/S/00106 | 12604479 | 65mm, Cannulated Screw, 7.0mm,16mm thread length | 1570
869 | 2026/SPC/N/C/S/00106 | 12604480 | 70mm, Cannulated Screw, 7.0mm,16mm thread length | 1550
870 | 2026/SPC/N/C/S/00106 | 12604481 | 75mm, Cannulated Screw, 7.0mm,16mm thread length | 1550
871 | 2026/SPC/N/C/S/00106 | 12604482 | 80mm, Cannulated Screw, 7.0mm,16mm thread length | 1540
872 | 2026/SPC/N/C/S/00106 | 12604701 | Washer,13mm/6.6mm dia,Largebone screw | 6250
873 | 2026/SPC/N/C/S/00106 | 12604702 | Washer, 7mm/3.6mm dia,Smallbone screw | 6250
874 | 2026/SPC/N/C/S/00107 | 12604513 | 34mm, Cannulated Screw,shortthread | 1870
875 | 2026/SPC/N/C/S/00107 | 12604514 | 36mm, Cannulated Screw,shortthread | 2000
876 | 2026/SPC/N/C/S/00107 | 12604515 | 38mm, Cannulated Screw,shortthread | 2000
877 | 2026/SPC/N/C/S/00107 | 12604516 | 40mm, Cannulated Screw,shortthread | 1870
878 | 2026/SPC/N/C/S/00107 | 12604517 | 42mm, Cannulated Screw,shortthread | 1870
879 | 2026/SPC/N/C/S/00107 | 12604518 | 44mm, Cannulated Screw,shortthread | 1870
880 | 2026/SPC/N/C/S/00107 | 12604519 | 46mm,Cannulated Screw,shortthread | 2100
881 | 2026/SPC/N/C/S/00107 | 12604533 | 60mm, Cannulated Screw, 7.0mm,32-40mm thread length | 2100
882 | 2026/SPC/N/C/S/00107 | 12604534 | 65mm, Cannulated Screw, 7.0mm,32-40mm thread length | 2100
883 | 2026/SPC/N/C/S/00107 | 12604535 | 70mm, Cannulated Screw, 7.0mm,32-40mm thread length | 1870
884 | 2026/SPC/N/C/S/00107 | 12604536 | 75mm, Cannulated Screw, 7.0mm,32-40mm thread length | 1870
885 | 2026/SPC/N/C/S/00107 | 12604537 | 80mm, Cannulated Screw, 7.0mm,32-40mm thread length | 1870
886 | 2026/SPC/N/C/S/00107 | 12604538 | 85mm, Cannulated Screw, 7.0mm,32-40mm thread length | 1750
887 | 2026/SPC/N/C/S/00107 | 12604550 | 55mm, Cannulated Screw, 7.0mm,fully threaded | 2000
888 | 2026/SPC/N/C/S/00107 | 12604551 | 60mm, Cannulated Screw, 7.0mm,fully threaded | 2100
889 | 2026/SPC/N/C/S/00107 | 12604552 | 65mm, Cannulated Screw, 7.3mm,fully threaded | 1870
890 | 2026/SPC/N/C/S/00107 | 12604553 | 70mm, Cannulated Screw, 7.0mm,fully threaded | 1870
891 | 2026/SPC/N/C/S/00107 | 12604554 | 75mm, Cannulated Screw, 7.0mm,fully threaded | 1870
892 | 2026/SPC/N/C/S/00107 | 12604555 | 80mm, Cannulated Screw, 7.0mm,fully threaded | 1870
893 | 2026/SPC/N/C/S/00107 | 12604556 | 85mm, Cannulated Screw, 7.0mm,fully threaded | 1870
894 | 2026/SPC/N/C/S/00107 | 12604613 | 40mm, Cannulated Screw,longthread | 850
895 | 2026/SPC/N/C/S/00107 | 12604615 | 44mm,Cannulated Screw,longthread | 850
896 | 2026/SPC/N/C/S/00108 | 12609901 | 7mm dia. Interference Screw,ACL, 20mm,bio screw | 1000
897 | 2026/SPC/N/C/S/00108 | 12609903 | 7mm dia. Interference Screw,ACL, 25mm,bio screw | 1100
898 | 2026/SPC/N/C/S/00108 | 12609904 | 7mm dia. Interference Screw,ACL, 28mm,bio screw | 1100
899 | 2026/SPC/N/C/S/00108 | 12609905 | 7mm dia. Interference Screw,ACL, 30mm,bio screw | 1000
900 | 2026/SPC/N/C/S/00108 | 12609906 | 7mm dia. Interference Screw,ACL, 33mm,bio screw | 1250
901 | 2026/SPC/N/C/S/00108 | 12610001 | 8mm dia. Interference Screw,ACL, 20mm,bio screw | 900
902 | 2026/SPC/N/C/S/00108 | 12610003 | 8mm dia. Interference Screw,ACL, 25mm,bio screw | 1000
903 | 2026/SPC/N/C/S/00108 | 12610004 | 8mm dia. Interference Screw,ACL, 28mm,bio screw | 1000
904 | 2026/SPC/N/C/S/00108 | 12610005 | 8mm dia. Interference Screw,ACL, 30mm,bio screw | 1000
905 | 2026/SPC/N/C/S/00108 | 12610104 | 9mm dia. Interference Screw,ACL, 30mm,bio screw | 1100
906 | 2026/SPC/N/C/S/00108 | 12610105 | 9mm dia. Interference Screw,ACL, 33mm,bio screw | 1100
907 | 2026/SPC/N/C/S/00108 | 12610106 | 9mm dia. Interference Screw,ACL, 35mm,bio screw | 1100
908 | 2026/SPC/N/C/S/00110 | 12701401 | Implants for External FixatorSet. | 270
909 | 2026/SPC/N/C/S/00111 | 12704100 | Implant.f/Total Knee Re.Sy. High Flex type | 2350
910 | 2026/SPC/N/C/S/00112 | 12704102 | Implants f/ Revision Knee Sys.(per patient basis) | 500
911 | 2026/SPC/N/C/S/00114 | 12704301 | Distal Femoral Nailing Setwith TAN implants f/50 pts. | 25
912 | 2026/SPC/N/C/S/00115 | 12704601 | PFN Anti Rotation system for50 patients(Compati. with SR No: 21209312) | 32
913 | 2026/SPC/N/C/S/00117 | 13200110 | Bone Anchoring Hearing Aid(Wearable) | 45
914 | 2026/SPC/N/C/S/00118 | 13201501 | Voice Prosthesis, Provox Sys. type or similar, 22.5Fr, 8mm | 40
915 | 2026/SPC/N/C/S/00118 | 13201700 | Middle EarProsthe.(PORP)Ti,sterile | 240
916 | 2026/SPC/N/C/S/00118 | 13201701 | Middle EarProsthe.(TORP)Ti,sterile | 330
917 | 2026/SPC/N/C/S/00120 | 14900105 | Biopsy punches 5mm disposable | 12000
918 | 2026/SPC/N/C/S/00120 | 14900106 | Biopsy punches 6mm disposable | 7000
919 | 2026/SPC/N/C/S/00147 | 21200107 | LCP 3.5/4.5/5.0 mm Instru.Set for Metaphy. fracture treat. | 25
920 | 2026/SPC/N/C/S/00147 | 21200115 | LC-DCP & DCP Basic instru.Set | 25
921 | 2026/SPC/N/C/S/00147 | 21200116 | General Instrument set inalum.case | 45
922 | 2026/SPC/N/C/S/00147 | 21200129 | Inst set f/ Ang Blade Plate | 18
923 | 2026/SPC/N/C/S/00147 | 21200131 | Ins. f/Paed.Ang.Blade Plate Sy | 7
924 | 2026/SPC/N/C/S/00147 | 21200141 | Interlocking UFN & UTN System. | 23
925 | 2026/SPC/N/C/S/00147 | 21200212 | Reduction Fcp set inaluminium case | 17
926 | 2026/SPC/N/C/S/00147 | 21201001 | Instrument Set w/standard ins. f/6.5mmdia.cannu.screws | 13
927 | 2026/SPC/N/C/S/00147 | 21201101 | Instrument Set w/standard ins.f/7.0mm dia, cannu.screws | 20
928 | 2026/SPC/N/C/S/00148 | 21207403 | Drill Bit, AO Q/C, 3.2mm,250/220mm | 300
929 | 2026/SPC/N/C/S/00148 | 21207603 | Drill Bit, AO Q/C, 4.5mm,.230/210mm | 350
930 | 2026/SPC/N/C/S/00148 | 21207903 | Bone Screw Box for 5mm /4.5mm screws (hybrid system LHS/LCP) | 50
931 | 2026/SPC/N/C/S/00148 | 21209008 | Cannulated and Non Canulated Pediatric Osteotomy system (CAPOS) | 10
932 | 2026/SPC/N/C/S/00151 | 21208501 | Power Drill Set, batteryoperated | 80
933 | 2026/SPC/N/C/S/00152 | 21208507 | Pneumatic Drill Setwith drill and saw attachments | 55
934 | 2026/SPC/N/C/S/00152 | 21208511 | Pneumatic Drill Set -with 7 components | 30
935 | 2026/SPC/N/C/S/00153 | 21208510 | Power Drill Set-with 7 components-Battery Operated | 45
936 | 2026/SPC/N/C/S/00157 | 21209103 | Wire Instrument Set | 25
937 | 2026/SPC/N/C/S/00157 | 21209104 | Instru.Set f/Tubu.Ex.Fix. medi | 26
938 | 2026/SPC/N/C/S/00157 | 21209105 | Exter.Fix. Instr. Setf/Distal Radial Frac. Fixation | 45
939 | 2026/SPC/N/C/S/00157 | 21209201 | Limb Reconstruction Sys,railing type,Adult,Large | 150
940 | 2026/SPC/N/C/S/00159 | 21209305 | Instr. Set Flex.Nail.Sys.for Paed. | 18
941 | 2026/SPC/N/C/S/00159 | 21209308 | Inst.Set f/Humer.Intr.Nail Sys | 24
942 | 2026/SPC/N/C/S/00159 | 21209309 | Inst. Set for Teles.Nail.Sys.for paediatric. | 9
943 | 2026/SPC/N/C/S/00159 | 21209310 | Inst. Set f/Paed. & Adult PFHO | 11
944 | 2026/SPC/N/C/S/00160 | 21209401 | Inst.set f/ Hemiarth. Sys. | 21
945 | 2026/SPC/N/C/S/00160 | 21209901 | Instru. Set f/Dissec/Laminect. | 10
946 | 2026/SPC/N/C/S/00160 | 21210001 | Pelvic Instrument Setwith standard instruments | 15
947 | 2026/SPC/N/C/S/00160 | 21230201 | Tourniquet Apparutuselectric/auto comp. w access | 50
948 | 2026/SPC/N/C/S/00161 | 21209802 | Polyaxial Lumbar PedicalScrews for 50 patients-Ti/Co | 48
949 | 2026/SPC/N/C/S/00235 | 13529000 | I.V.cannula. w/o side port,20G, 32mm | 16000
950 | 2026/SPC/N/C/S/00235 | 13529400 | Snare,Amplatzer, 5mm, 120cm,4F Intro | 20
951 | 2026/SPC/N/C/S/00235 | 13529401 | Snare,Amplatzer,10mm,120cm,5F Intro | 90
952 | 2026/SPC/N/C/S/00235 | 13529702 | Tubing Contrast inj. flex.poly1200psi., 80-100cm | 3000
953 | 2026/SPC/N/C/S/00235 | 13529903 | Tubing PressureMonitoring105-150cm | 25000
954 | 2026/SPC/N/C/S/00237 | 13530100 | Inflation Device for PTCA,20ml - 25ml | 17000
955 | 2026/SPC/N/C/S/00237 | 13530200 | Y - Adapter | 5000
956 | 2026/SPC/N/C/S/00238 | 13530400 | Introducer for coronoryguidewires | 5000
957 | 2026/SPC/N/C/S/00238 | 13530500 | Hemostasis Valve | 4200
958 | 2026/SPC/N/C/S/00238 | 13530700 | Coronary Manifold, three port,high pressure | 29000
959 | 2026/SPC/N/C/S/00246 | 13600001 | Percutaneous Introducer Set,SL 1 | 25
960 | 2026/SPC/N/C/S/00246 | 13600300 | Transeptal Needle, adult, 18G, | 80
961 | 2026/SPC/N/C/S/00246 | 13600400 | Introducer Sheath (A), 8F,60-80cm | 90
962 | 2026/SPC/N/C/S/00246 | 13605011 | Vascular sheath comp. setw/intro. & guide wire size 6F | 3800
963 | 2026/SPC/N/C/S/00246 | 13605012 | Vascular sheath comp. setw/intro. & guide wire size 7F | 1300
964 | 2026/SPC/N/C/S/00246 | 13605013 | Vascular sheath complete setw/intro. & guide wire size 8F | 1200
965 | 2026/SPC/N/C/S/00251 | 13603700 | Perm. Pacemaker, SingleChamber, SSIR | 2000
966 | 2026/SPC/N/C/S/00253 | 13603701 | Perm. Pacemaker, P, SingleChamber, SSIR | 30
967 | 2026/SPC/N/C/S/00254 | 13603800 | Perm. Pacemaker, DualChamber, DDDR | 600
968 | 2026/SPC/N/C/S/00255 | 13603901 | Perm.Pacemaker, Bivent.,CRT-P,DDDR,passive fixation IS1,quadri.active LV leads | 45
969 | 2026/SPC/N/C/S/00256 | 13604100 | ICD, Single Chamber,DF4 connector | 150
970 | 2026/SPC/N/C/S/00256 | 13604101 | ICD,single chamber,DF1 connector | 15
971 | 2026/SPC/N/C/S/00256 | 13604200 | ICD, Dual Chamber,DF4 connector | 70
972 | 2026/SPC/N/C/S/00257 | 13604400 | Implantable Loop Recorder | 25
973 | 2026/SPC/N/C/S/00257 | 13604601 | Portable Temporary pulsegenerator(TPM),single chamber | 35
974 | 2026/SPC/N/C/S/00257 | 13604802 | Perm. Pacemaker, Bivent.,CRT-DDDDR,active fix. atrial ,rightvent.DF4,quad.passive LV leads | 30
975 | 2026/SPC/N/C/S/00259 | 13507704 | Angio. Cath. P, RC,Judkin4F,curve,JR 3,60-80cm | 0
976 | 2026/SPC/N/C/S/00259 | 13507709 | Angio. Cath. RC,Judkin4F,curve,JR 3,100-110 cm | 15
977 | 2026/SPC/N/C/S/00259 | 13507710 | Angio. Cath. RC,Judkin4F,curve,JR 3.5,100-110 cm | 190
978 | 2026/SPC/N/C/S/00259 | 13507714 | Angio. Cath. RC,Judkin5F,curve,JR 3.5,100-110cm | 1300
979 | 2026/SPC/N/C/S/00259 | 13507715 | Angio. Cath. RC,Judkin5F,curve,JR 4,100-110cm | 200
980 | 2026/SPC/N/C/S/00260 | 13513002 | Coro. Guid. Cath.Ex.Sup,6F, XB 3,100-120 cm | 14000
981 | 2026/SPC/N/C/S/00260 | 13513003 | Coro. Guid. Cath.Ex.Sup,6F, XB 3.5,100-120 cm | 800
982 | 2026/SPC/N/C/S/00260 | 13513005 | Coro. Guid. Cath.Ex.Sup,7F, XB 3,100-120 cm | 0
983 | 2026/SPC/N/C/S/00260 | 13513006 | Coro. Guid. Cath.Ex.Sup,7F, XB 3.5,100-120 cm | 70
984 | 2026/SPC/N/C/S/00260 | 13513102 | Coro. Guid. Cath.EBU,6F, EBU 3,100-120 cm | 5000
985 | 2026/SPC/N/C/S/00260 | 13513106 | Coro. Guid. Cath.EBU,7F, EBU 3.5,100-120 cm | 450
986 | 2026/SPC/N/C/S/00261 | 13513209 | Coro. Guid. Cath.Launcher,6F, JR 3.5, 100-120 cm | 2200
987 | 2026/SPC/N/C/S/00261 | 13513213 | Coro. Guid. Cath.Micro,1.8F, 150 cm(approx) | 160
988 | 2026/SPC/N/C/S/00261 | 13513215 | Guidesilla- Guide Exten. Cath.6F, 25 cm | 200
989 | 2026/SPC/N/C/S/00261 | 13513401 | Coro.Guid.Cath. R,JR3.5,5F,100-120cm | 170
990 | 2026/SPC/N/C/S/00261 | 13513809 | Coro. Guid. Cath.Judkin,5F, JR 4,100-120 cm | 200
991 | 2026/SPC/N/C/S/00261 | 13513813 | Coro. Guid. Cath.Judkin,6F, JR 3.5,100-120 cm | 1200
992 | 2026/SPC/N/C/S/00261 | 13513818 | Coro. Guid. Cath.Judkin,7F, JR 3.5,100-120 cm | 230
993 | 2026/SPC/N/C/S/00262 | 12800504 | Ane.Clip Yasargil Perm.sl.cvd 13.7mm | 25
994 | 2026/SPC/N/C/S/00262 | 12801203 | Ane.Clip Yasarg Perm. Rangled 7.5/5.1mm | 6
995 | 2026/SPC/N/C/S/00262 | 12801401 | Ane.Clip Yasargil Perm. spoon shape, 9.3mm | 2
996 | 2026/SPC/N/C/S/00262 | 12801504 | Ane.Clip Yasargil Perm.f.angled 10.6mm | 5
997 | 2026/SPC/N/C/S/00262 | 12801505 | Ane.Clip YasargilPerm.f.angled 11.8.mm | 10
998 | 2026/SPC/N/C/S/00262 | 12801702 | Ane.Clip Yasargil Perm.la.angled 7.8mm | 5
999 | 2026/SPC/N/C/S/00262 | 12801704 | Ane.Clip Yasargil Perm.la.angled 11.4mm | 11
1000 | 2026/SPC/N/C/S/00262 | 12801801 | Ane.Clip Yasargil Temp.la.angled 7.0mm | 13
1001 | 2026/SPC/N/C/S/00262 | 12801901 | Ane.Clip Yasargil Perm.rectangled 5mm | 12
1002 | 2026/SPC/N/C/S/00262 | 12801902 | Ane.Clip Yasargil Perm.rectangled 7mm | 20
1003 | 2026/SPC/N/C/S/00262 | 12801903 | Ane.Clip Yasargil Perm.rectangled 10mm | 11
1004 | 2026/SPC/N/C/S/00262 | 12802102 | Ane.Clip Yasargil Perm.cvd.up 7.8mm | 13
1005 | 2026/SPC/N/C/S/00262 | 12802103 | Ane.Clip Yasargil Perm.ang&cvd.up 9mm | 7
1006 | 2026/SPC/N/C/S/00262 | 12802302 | Ane.Clip fen.Yasargil Perm.str.5/10.1mm | 6
1007 | 2026/SPC/N/C/S/00262 | 12802304 | Ane.Clip fen.YasargilPerm.ang.7.5/9.4mm | 5
1008 | 2026/SPC/N/C/S/00262 | 12802508 | Ane.Clipfen.YasargilPerm.R.ang. 7.5/6.7mm | 5
1009 | 2026/SPC/N/C/S/00262 | 12802509 | Ane.Clip fen.Yasargil Per.ang7.5/10.6mm | 9
1010 | 2026/SPC/N/C/S/00262 | 12802511 | Ane.Clip fen.YasargilPerm.ang.10/12.2mm | 5
1011 | 2026/SPC/N/C/S/00262 | 12803407 | Hydro. Shunt Kit, M.P.V.adult w/o anti bio.100-150cm,stand | 170
1012 | 2026/SPC/N/C/S/00262 | 12803503 | Hydro.ShuntKit H.P.V. R.ang.S/flat | 6
1013 | 2026/SPC/N/C/S/00262 | 12803801 | Standard Program.Press C.Valve100cm-150cm shunt system. | 100
1014 | 2026/SPC/N/C/S/00262 | 12803802 | Stand. Progra. CSF Flow C.Valv100- 150cm length shunt sys | 100
1015 | 2026/SPC/N/C/S/00262 | 12805201 | Bone Sealent Wax 2.5g | 9000
1016 | 2026/SPC/N/C/S/00262 | 12805301 | Fibrin Sealent f/haemostasis, 2ml f/intra dural usage. | 550
1017 | 2026/SPC/N/C/S/00262 | 12805302 | Fibrin Sealent f/haemostasis pre-filled syringe, 4 ml. | 150
1018 | 2026/SPC/N/C/S/00262 | 12805303 | Gelatin - Thrombin matrixHaemos. Sealant f/neuro,5ml | 300
1019 | 2026/SPC/N/C/S/00262 | 12805304 | Fibrin Sealent for haemostasis 5ml-10ml,f/extradural proce. | 400
1020 | 2026/SPC/N/C/S/00262 | 12805305 | Surgicel Fibrillar Hemostat (ab.oxi.cellu) 10cmx10cm. | 220
1021 | 2026/SPC/N/C/S/00264 | 12901205 | TLIF Cages 8,10,12,14 withcompati. Ins.(f/50 cages) | 20
1022 | 2026/SPC/N/C/S/00264 | 12905006 | Cranioplasty Mesh, 5cm x10cm,8FG,Ti, with screws | 20
1023 | 2026/SPC/N/C/S/00264 | 12905008 | Cranioplasty Mesh, 20cm x 20cm8FG,Ti, with screws. | 35
1024 | 2026/SPC/N/C/S/00264 | 12906001 | System includ. 4-6mmCervical Interbody cages. | 70
1025 | 2026/SPC/N/C/S/00266 | 12903206 | Mini plating system for 25 patients. | 6
1026 | 2026/SPC/N/C/S/00266 | 12903704 | Set of Poly axial Lumber pedicle screws f/50 patients | 50
1027 | 2026/SPC/N/C/S/00266 | 12903802 | Set of Poly axial pedical screws f/Pos.Cervi.& Tho.Spin(for 50 patients) | 90
1028 | 2026/SPC/N/C/S/00267 | 12904401 | Anterior Cervical Spine Lock. Sys. for 50 patients | 30
1029 | 2026/SPC/N/C/S/00271 | 10100202 | Glyconate,MF,4/0,45-75cm24mm-26mm 1/2c rev cut ndl | 5300
1030 | 2026/SPC/N/C/S/00271 | 10100402 | Glyconate size 2/0 70cm24-26mm 1/2c rb | 11600
1031 | 2026/SPC/N/C/S/00271 | 10100813 | polyglecaprone suture,3/0,745-70 cm,16-19 mm,3/8 C,RC | 9300
1032 | 2026/SPC/N/C/S/00271 | 10101150 | PDXN 1 150cm w loop w 45-50mm1/2C rb tc | 13900
1033 | 2026/SPC/N/C/S/00274 | 10400020 | Vascular Tape, red, 30cm-40cm | 2700
1034 | 2026/SPC/N/C/S/00274 | 10400021 | Vascular Tape, blue, 30cm-40cm | 2700
1035 | 2026/SPC/N/C/S/00275 | 10400103 | Polyamide 10/0 w 4.75mm cvdrb micro point ndl | 700
1036 | 2026/SPC/N/C/S/00275 | 10400608 | Polyamide,5/0,30-45cm length 12-16mm,3/8c,rev cut.prime ndlSA | 4200
1037 | 2026/SPC/N/C/S/00275 | 10400702 | Polyamide,4/0,60-30-45cm length 17-20mm,3/8c,rev cut.prime ndl | 2600
1038 | 2026/SPC/N/C/S/00275 | 10401104 | Nylon 1 40mm hc rb ndl | 27500
1039 | 2026/SPC/N/C/S/00275 | 10401105 | Nylon 1 75-90cm w 40-50mm 1/2Crb tp ndl | 34900
1040 | 2026/SPC/N/C/S/00275 | 10401107 | Nylon 1,w/90mm rev cvd cut ndl | 50500
1041 | 2026/SPC/N/C/S/00277 | 11400001 | Linear stapler w/knife,40mm x4.8mm,Green | 1100
1042 | 2026/SPC/N/C/S/00277 | 11400002 | Reloading Unit for Linear stap. w/knife 40mm x 4.8mm Green | 2130
1043 | 2026/SPC/N/C/S/00277 | 11400103 | Linear Stapler Device,45mmx4.8mm,Green | 500
1044 | 2026/SPC/N/C/S/00277 | 11400104 | Linear Stapler Cartridge,45mmx4.8mm,Green | 1350
1045 | 2026/SPC/N/C/S/00277 | 11400105 | Linear Stapler Device,60mmx4.8mm,Green | 1900
1046 | 2026/SPC/N/C/S/00277 | 11400106 | Linear Stapler Cartridge,60mmx4.8mm,Green | 10500
1047 | 2026/SPC/N/C/S/00278 | 11400201 | Intra-Luminal Circular StaplerDevice, detachable head,24mm-26mm | 660
1048 | 2026/SPC/N/C/S/00278 | 11400202 | Intra-Luminal Circular StaplerDevice, detachable head,28mm-29mm | 2875
1049 | 2026/SPC/N/C/S/00278 | 11400401 | Skin stapler with 25 staplers0.58 dia x 6.9 x 3.9mmpointed tip for skin grafting | 68980
1050 | 2026/SPC/N/C/S/00278 | 11400402 | Skin Stapler Device w/35 stap. | 126800
1051 | 2026/SPC/N/C/S/00278 | 11400403 | Skin Staples Remover | 1225
1052 | 2026/SPC/N/C/S/00279 | 11402103 | Linear Cutter Device,75mm/80mm x 4.8mm,Green | 1600
1053 | 2026/SPC/N/C/S/00279 | 11402104 | Cartridges for Linear Cutter D. 75mm/80mm x 4.8mm,Green | 17300
1054 | 2026/SPC/N/C/S/00279 | 11402201 | Linear Cutter Device,100mm x4.8mm,Green | 2125
1055 | 2026/SPC/N/C/S/00279 | 11402202 | Cartridges for Linear Cutter D.100mm x 4.8mm,Green | 15750
1056 | 2026/SPC/N/C/S/00280 | 11403001 | Universal Endo.Line. Cutter D.w/kinfe,230mm-340mm | 700
1057 | 2026/SPC/N/C/S/00280 | 11403004 | Articulating Reloads,30mm x1mmvascular (for Endo.L.Cut.). | 1560
1058 | 2026/SPC/N/C/S/00280 | 11403005 | Articulating Reloads,45mm x 2mm,Thick,(for universal Endo.Lcutt.) | 5890
1059 | 2026/SPC/N/C/S/00280 | 11403008 | Articulating Reloads,60mmx2mmThick 9for universal Endo. L.cutt.) | 1430
1060 | 2026/SPC/N/C/S/00283 | 11200006 | Knotlss/Barb. Srgcl Suture 3/024cm x 24cm, 26mm hc, rc ndl | 3500
1061 | 2026/SPC/N/C/S/00283 | 11200007 | Knotlss/Barb. Srgcl Suture 0,14cm x 14cm, 36mm hc, tp ndl | 5100
1062 | 2026/SPC/N/C/S/00288 | 18500112 | Pre. Arch Wires Prog.Upper, .016", Ni. Ti. | 4600
1063 | 2026/SPC/N/C/S/00288 | 18500118 | Pre.Arch Wires Prog.Uppersize 0.12", Ni.Ti | 6000
1064 | 2026/SPC/N/C/S/00288 | 18500225 | Pre.Ni. Ti. Arch Wires Progr,Low, .016" | 3725
1065 | 2026/SPC/N/C/S/00288 | 18500227 | Pre.Arch Wires Prog,Low .016"x .022'' Ni. Ti | 10000
1066 | 2026/SPC/N/C/S/00288 | 18500241 | Pre. Arch Wires Prog.Up,.019"x.025",s/s | 2500
1067 | 2026/SPC/N/C/S/00288 | 18500242 | Pre. Arch Wires Prog.Low,.019"x.025",s/s | 4000
1068 | 2026/SPC/N/C/S/00288 | 18500260 | Preformed Arch Wires,prog.Low.018",SS | 5250
1069 | 2026/SPC/N/C/S/00288 | 18500261 | Preformed Arch Wires,prog.low.017" x .025" ,SS | 8000
1070 | 2026/SPC/N/C/S/00289 | 10801101 | looped sternal wire No 6 | 360
1071 | 2026/SPC/N/C/S/00289 | 10801102 | looped sternal wire No 5 | 350
1072 | 2026/SPC/N/C/S/00289 | 10801902 | Dual pacing wire size 0.3mm | 1140
1073 | 2026/SPC/N/C/S/00290 | 10600709 | Silk b/b 4/0 , 75cm,w/16mm hc rb ndl for CT | 5800
1074 | 2026/SPC/N/C/S/00290 | 10600903 | Silk 2/0 w 25-35mm cvd rev cutndl | 73200
1075 | 2026/SPC/N/C/S/00290 | 10601107 | Silk, b/b 1 w/150 cm30-40mm, 3/8c, cut ndl | 9000
1076 | 2026/SPC/N/C/S/00295 | 10000503 | 6/0 w,Polyglactin 91013mm hc rb tp ndl | 8400
1077 | 2026/SPC/N/C/S/00295 | 10000603 | Polyglactin 910,5/0 w13mm 3/8c rb tp ndl | 8280
1078 | 2026/SPC/N/C/S/00295 | 10000609 | Polyglactin 910,5/0 45-75cm w/13mm 1/2c,rb,taper cut ndl | 4000
1079 | 2026/SPC/N/C/S/00295 | 10000817 | PG 910 3/0 45-75cm w/20mm1/2c rb tp ndl | 8000
1080 | 2026/SPC/N/C/S/00295 | 10000915 | PG 910 2/0 75cm w/ 35mm hc rbtp ndl | 59800
1081 | 2026/SPC/N/C/S/00297 | 10300406 | Polypropylene 7/0 60-75cm 2x10mm 3/8c rb tp | 12800
1082 | 2026/SPC/N/C/S/00297 | 10300503 | Polypropylene 6/0 75-90cm 8mm3/8c rb 220micron | 1000
1083 | 2026/SPC/N/C/S/00297 | 10300533 | Polypropylene6/0,60-75,8-9.5mm,1/2,cut | 2600
1084 | 2026/SPC/N/C/S/00297 | 10300633 | Polypropylene 5/0,,60-75cm,10mm,3/8,,rb | 12000
1085 | 2026/SPC/N/C/S/00297 | 10300703 | Polypropylene 4/0, 2x13mm hc 75-90cm, rb ndl, tp | 10300
1086 | 2026/SPC/N/C/S/00297 | 10300704 | Polypropylene 4/0,2x16mm hc, tp ndl | 17600
1087 | 2026/SPC/N/C/S/00297 | 10301004 | Polypropylene 0 w 30mm hc rbndl | 11100
1088 | 2026/SPC/N/C/S/00297 | 10301103 | Polypropylene 1,30mm hc heavyndl | 9000
1089 | 2026/SPC/N/C/S/00299 | 10300513 | Polypropylene 6/0 30-45cm 13mm3/8c r cut p | 3500
1090 | 2026/SPC/N/C/S/00299 | 10300609 | Polypropylene 5/0 w13mm cvdre cut | 30300
1091 | 2026/SPC/N/C/S/00299 | 10300808 | Polypropylen 3/0 w 23-26mm3/8c rev cut ndl | 198000
1092 | 2026/SPC/N/C/S/00303 | 14102004 | PICC Line kit , size 4F, S/L w/puncture ndl. | 70
1093 | 2026/SPC/N/C/S/00303 | 14102005 | PICC Line kit , size 5F, D/L w/puncture ndl. | 350
1094 | 2026/SPC/N/C/S/00303 | 14102901 | Venous Blood Sampling Set | 60
1095 | 2026/SPC/N/C/S/00303 | 14104601 | Exten. T. f. IV line10cmP.V.<1.5ml | 10000
1096 | 2026/SPC/N/C/S/00308 | 13501402 | Drug Elu.stent 2.5mm dia.28-30mm length, sterile | 550
1097 | 2026/SPC/N/C/S/00308 | 13501405 | Drug Elu.stent 2.5mm dia.16-18mm length, sterile | 950
1098 | 2026/SPC/N/C/S/00308 | 13501409 | Drug Elu.stent 2.5mm dia.19-21mm length, sterile | 900
1099 | 2026/SPC/N/C/S/00308 | 13501412 | Drug Elu.stent 2.5mm dia.31-33mm length, sterile | 400
1100 | 2026/SPC/N/C/S/00308 | 13501413 | Drug Elu.stent 2.5mm dia.38mm length, sterile | 600
1101 | 2026/SPC/N/C/S/00308 | 13501414 | Drug Elu.stent 2.5mm dia.48mm length, sterile | 800
1102 | 2026/SPC/N/C/S/00209 | 13501601 | Drug Elu.stent 3.0mm dia.16-17mm length, sterile. | 620
1103 | 2026/SPC/N/C/S/00209 | 13501602 | Drug Elu.stent 3.0mm dia.18-19mm length, sterile. | 900
1104 | 2026/SPC/N/C/S/00209 | 13501604 | Drug Elu.stent 3.0mm dia24-25mm length, sterile. | 900
1105 | 2026/SPC/N/C/S/00209 | 13501605 | Drug Elu.stent 3.0mm dia.26-27mm length, sterile. | 1100
1106 | 2026/SPC/N/C/S/00209 | 13501606 | Drug Elu.stent 3.0mm dia.30-31mm length, sterile. | 1100
1107 | 2026/SPC/N/C/S/00209 | 13501607 | Drug Elu.stent 3.0mm dia.34-35mm length, sterile. | 600
1108 | 2026/SPC/N/C/S/00209 | 13501608 | Drug Elu.stent 3.0mm dia36-37mm length, sterile. | 600
1109 | 2026/SPC/N/C/S/00209 | 13501609 | Drug Elu.stent 3.0mm dia.38mm length, sterile. | 900
1110 | 2026/SPC/N/C/S/00209 | 13501610 | Drug Elu.stent 3.0mm dia.,40mm length, sterile. | 600
1111 | 2026/SPC/N/C/S/00209 | 13501611 | Drug Elu.stent 3.0mm dia.,48mm length, sterile | 700
1112 | 2026/SPC/N/C/S/00209 | 13501612 | Drug Elu.stent 3.0mm dia.22-23mm length, sterile. | 600
1113 | 2026/SPC/N/C/S/00208 | 13501416 | Drug Elu.stent 2.25mm dia.16-18mm length, sterile | 350
1114 | 2026/SPC/N/C/S/00208 | 13501501 | Drug Elu.stent 2.75mm dia. ,22-23mm length, sterile. | 700
1115 | 2026/SPC/N/C/S/00208 | 13501502 | Drug Elu.stent 2.75mm dia. ,24-25mm length, sterile. | 1200
1116 | 2026/SPC/N/C/S/00208 | 13501504 | Drug Elu.stent 2.75mm dia.28-29mm length, sterile. | 600
1117 | 2026/SPC/N/C/S/00208 | 13501506 | Drug Elu.stent 2.75mm dia.32-33mm length, sterile. | 850
1118 | 2026/SPC/N/C/S/00208 | 13501507 | Drug Elu.stent 2.75mm dia.38mm length, sterile. | 1100
1119 | 2026/SPC/N/C/S/00208 | 13501508 | Drug Elu.stent 2.75mm dia.48mm length, sterile. | 1300
1120 | 2026/SPC/N/C/S/00208 | 13501510 | Drug Elu.stent 2.75mm dia.19-21mm length, sterile. | 900
1121 | 2026/SPC/N/C/S/00202 | 18001000 | Euginol free Periodontal dressing | 250
1122 | 2026/SPC/N/C/S/00202 | 18001901 | Fibre Post for core builds up. | 550
1123 | 2026/SPC/N/C/S/00210 | 13501701 | Drug Elu.stent 3.5mm dia.12-15mm length, sterile | 200
1124 | 2026/SPC/N/C/S/00210 | 13501702 | Drug Elu.stent 3.5mm dia.16-18mm length, sterile | 400
1125 | 2026/SPC/N/C/S/00210 | 13501704 | Drug Elu.stent 3.5mm dia.22-23mm length, sterile | 250
1126 | 2026/SPC/N/C/S/00210 | 13501706 | Drug Elu.stent 3.5mm dia.26-27mm length, sterile | 250
1127 | 2026/SPC/N/C/S/00210 | 13501709 | Drug Elu.stent 3.5mm dia.32-33mm length, sterile | 300
1128 | 2026/SPC/N/C/S/00211 | 13501801 | Drug Elu.stent 4.0mm dia.12-13mm length, sterile | 100
1129 | 2026/SPC/N/C/S/00211 | 13501804 | Drug Elu.stent 4.0mm dia.19-21mm length, sterile | 100
1130 | 2026/SPC/N/C/S/00212 | 13501420 | Covered Coronary Stentf/emergency use. | 50
1131 | 2026/SPC/N/C/S/00215 | 13509300 | Angiographic Cath. RIM type4F 60-80cm | 1
1132 | 2026/SPC/N/C/S/00215 | 13509301 | Angiographic Cath. RIM type5F 60-80cm | 10
1133 | 2026/SPC/N/C/S/00215 | 13509606 | Angio. Cath.TIG,size 5 F,110 cm | 24000
1134 | 2026/SPC/N/C/S/00216 | 13509805 | Coronary Guiding Cath.6FL,AL1,100-120cm | 150
1135 | 2026/SPC/N/C/S/00216 | 13510806 | Coronary Guiding Cath.7FL,AL1,100-120cm | 45
1136 | 2026/SPC/N/C/S/00216 | 13511003 | Coronary Guiding Cath.6FR,AR1,100-120 cm | 125
1137 | 2026/SPC/N/C/S/00216 | 13511301 | Coronary Guiding Cath.6FL,BL3,100-120cm | 400
1138 | 2026/SPC/N/C/S/00216 | 13511401 | Coronary Guiding Cath6FL,BL3.5,100-120cm | 200
1139 | 2026/SPC/N/C/S/00216 | 13511402 | Coronary Guiding Cath7FL,BL3.5,100-120cm | 90
1140 | 2026/SPC/N/C/S/00216 | 13512501 | Coro.Guid.Cath. left,,JL3.5,5F,100-120 cm | 150
1141 | 2026/SPC/N/C/S/00216 | 13512502 | Coro.Guid.Cath.L,JL3.5,6F,100-120 cm | 350
1142 | 2026/SPC/N/C/S/00216 | 13512505 | Coro.Guid.Cath.L,JL3.5,7F,100-120 cm | 130
1143 | 2026/SPC/N/C/S/00217 | 13514101 | Wedge Pressure BalloonCath.5F100-110cm | 25
1144 | 2026/SPC/N/C/S/00217 | 13514103 | Wedge Pressure BalloonCath.6F100-110cm | 15
1145 | 2026/SPC/N/C/S/00218 | 13514200 | Percutaneous Introducer Set P4F,7-7.5cm | 50
1146 | 2026/SPC/N/C/S/00218 | 13514201 | Percutaneous Introducer Set P5F,7-7.5cm | 1500
1147 | 2026/SPC/N/C/S/00218 | 13514202 | Percutaneous Introducer Set P6F,7-7.5cm | 20000
1148 | 2026/SPC/N/C/S/00218 | 13514300 | Percutaneous Introducer Set A5F,10cm | 500
1149 | 2026/SPC/N/C/S/00218 | 13514301 | Percutaneous Introducer Set A6F,10cm | 6700
1150 | 2026/SPC/N/C/S/00218 | 13514302 | Percutaneous Introducer Set A7F,10cm | 500
1151 | 2026/SPC/N/C/S/00218 | 13514303 | Percutaneous Introducer Set A8F,10cm | 300
1152 | 2026/SPC/N/C/S/00218 | 13514304 | Percutaneous Introducer Set A9F,10cm | 60
1153 | 2026/SPC/N/C/S/00218 | 13514305 | Percutaneous Introducer Set A10F,10cm | 50
1154 | 2026/SPC/N/C/S/00218 | 13514306 | Percutaneous Introducer Set A12F,10cm | 85
1155 | 2026/SPC/N/C/S/00219 | 13514602 | Delivery system for ASD size8F 80cm | 0
1156 | 2026/SPC/N/C/S/00219 | 13514603 | Delivery system for ASD size9F 80cm | 0
1157 | 2026/SPC/N/C/S/00219 | 13514604 | Delivery system for ASD size10F 80cm | 250
1158 | 2026/SPC/N/C/S/00219 | 13514605 | Delivery system for ASD size12F 80cm | 100
1159 | 2026/SPC/N/C/S/00219 | 13514700 | Delivery system for PDA, ADOI ,6F 80cm | 15
1160 | 2026/SPC/N/C/S/00219 | 13514701 | Delivery system for PDA, ADOI ,7F 80cm | 20
1161 | 2026/SPC/N/C/S/00221 | 13515400 | ASD Occlusion DeviceMultifenestra.18mm | 1
1162 | 2026/SPC/N/C/S/00221 | 13515401 | ASD Occlusion DeviceMultifenestra.25mm | 5
1163 | 2026/SPC/N/C/S/00221 | 13515402 | ASD Occlusion DeviceMultifenestra.30mm | 5
1164 | 2026/SPC/N/C/S/00221 | 13515403 | ASD Occlusion DeviceMultifenestra.35mm | 7
1165 | 2026/SPC/N/C/S/00221 | 13515500 | ASD Occlusion Device, PFO,18mm | 15
1166 | 2026/SPC/N/C/S/00221 | 13515501 | ASD Occlusion Device, PFO,25mm | 17
1167 | 2026/SPC/N/C/S/00221 | 13515502 | ASD Occlusion Device, PFO,30mm | 15
1168 | 2026/SPC/N/C/S/00221 | 13515503 | ASD Occlusion Device, PFO,35mm | 18
1169 | 2026/SPC/N/C/S/00222 | 13515600 | PDA OcclusionDevice,Amplatzer 5x4mm | 15
1170 | 2026/SPC/N/C/S/00222 | 13515601 | PDA OcclusionDevice,Amplatzer 6x4mm | 100
1171 | 2026/SPC/N/C/S/00222 | 13515602 | PDA OcclusionDevice,Amplatzer 8x6mm | 60
1172 | 2026/SPC/N/C/S/00223 | 13516100 | Embolisation Coil, 0.97mm(0.038"),3mm x 5cm | 220
1173 | 2026/SPC/N/C/S/00223 | 13516101 | Embolisation Coil, 0.97mm,(0.038"), 5mm x 5cm | 250
1174 | 2026/SPC/N/C/S/00223 | 13516301 | Embolisation Coil, 0.89mm,(0.035"),5mm x 6cm | 130
1175 | 2026/SPC/N/C/S/00224 | 13516400 | Ball. Dila.Cath.for Val.Tys.II4mmx2cm | 15
1176 | 2026/SPC/N/C/S/00224 | 13516401 | Ball. Dila.Cath.forVal..Tys.II5mmx2cm | 10
1177 | 2026/SPC/N/C/S/00224 | 13516402 | Ball. Dila.Cath.for Val.Tys.II6mmx2cm | 10
1178 | 2026/SPC/N/C/S/00224 | 13516403 | Ball. Dila.Cath.for Val.Tys.II7mmx2cm | 15
1179 | 2026/SPC/N/C/S/00224 | 13516404 | Ball. Dila.Cath.for Val.Tys.II8mmx2cm | 15
1180 | 2026/SPC/N/C/S/00224 | 13516500 | Ball. Dila.Cath.for Val.Tys.II9mmx2cm | 15
1181 | 2026/SPC/N/C/S/00224 | 13516501 | Ball. Dila.Cat.for Val.Tys.II10mmx2cm | 15
1182 | 2026/SPC/N/C/S/00224 | 13516502 | Ball. Dila.Cat.for Val.Tys.II12mmx2cm | 20
1183 | 2026/SPC/N/C/S/00224 | 13516600 | Ball. Dila.Cat.for Val.Tys.II13mmx2cm | 10
1184 | 2026/SPC/N/C/S/00224 | 13516601 | Ball. Dila.Cat.for Val.Tys.II14mmx2cm | 25
1185 | 2026/SPC/N/C/S/00224 | 13516700 | Ball. Dil.Cat.for Val.Tys.II8mmx3cm | 1
1186 | 2026/SPC/N/C/S/00224 | 13516701 | Ball. Dila.Cath.for Val.Tys.II9mmx3cm | 1
1187 | 2026/SPC/N/C/S/00224 | 13516702 | Ball. Dila.Cath.forVal.Tys.II10mmx3cm | 0
1188 | 2026/SPC/N/C/S/00224 | 13516703 | Ball. Dila.Cath.forVal.Tys.II12mmx3cm | 1
1189 | 2026/SPC/N/C/S/00224 | 13516800 | Ball. Dila.Cath.forVal.Tys.II13mmx3cm | 3
1190 | 2026/SPC/N/C/S/00224 | 13516900 | Ball. Dila.Cath.forVal.Tys.II14mmx3cm | 5
1191 | 2026/SPC/N/C/S/00224 | 13516901 | Ball. Dila.Cath.forVal.Tys.II15mmx3cm | 2
1192 | 2026/SPC/N/C/S/00224 | 13516902 | Ball. Dila.Cath.forVal.Tys.II16mmx3cm | 2
1193 | 2026/SPC/N/C/S/00224 | 13516903 | Ball. Dila.Cath.forVal.Tys.II17mmx3cm | 0
1194 | 2026/SPC/N/C/S/00224 | 13517000 | Ball. Dila.Cath.forVal.Tys.II18mmx3cm | 1
1195 | 2026/SPC/N/C/S/00224 | 13517001 | Ball. Dila.Cath.forVal.Tys.II20mmx3cm | 1
1196 | 2026/SPC/N/C/S/00224 | 13517002 | Ball. Dila.Cath.forVal.Tys.II22mmx3cm | 1
1197 | 2026/SPC/N/C/S/00224 | 13517100 | Ball. Dila.Cath.forVal.Tys.II23mmx3cm | 0
1198 | 2026/SPC/N/C/S/00224 | 13517500 | Ball. Dila.Cat.forVal.Tys.II18mmx4cm | 5
1199 | 2026/SPC/N/C/S/00224 | 13517501 | Ball. Dila.Cat.forVal.Tys.II20mmx4cm | 7
1200 | 2026/SPC/N/C/S/00224 | 13517502 | Ball. Dila.Cat.forVal.Tys.II22mmx4cm | 0
1201 | 2026/SPC/N/C/S/00224 | 13517600 | Ball. Dila.Cat.forVal.Tys.II23mmx4cm | 0
1202 | 2026/SPC/N/C/S/00224 | 13522000 | Ball. Dila.Cat.forSeptosto.Medtronic 5F | 8
1203 | 2026/SPC/N/C/S/00229 | 12400701 | Vaginal speculam, disposable,medium | 250
1204 | 2026/SPC/N/C/S/00231 | 12400502 | Cu-T 380A Intra Uterine Device (IUD) | 50000
1205 | 2026/SPC/N/C/S/00234 | 12400602 | Wooden Cervical Spatula, Ayre type or similar. | 575000
1206 | 2026/SPC/N/C/S/00236 | 12400602 | Wooden Cervical Spatula, Ayre type or similar. | 225000
1207 | 2026/SPC/N/C/S/00240 | 10500806 | Polyester 3/0,G,100cm,24-26mm,1/2,rb,tp | 4200
1208 | 2026/SPC/N/C/S/00240 | 10500913 | Polyester,2/0,75cm,2 x 24- 26mm,1/2c,r/b, t/p | 3300
1209 | 2026/SPC/N/C/S/00242 | 10500702 | Polyester 4/0 60-75 cm,17-20 mm hc rb ndl | 1600
1210 | 2026/SPC/N/C/S/00242 | 10500705 | Polyester 4/0 60-75 cm, 2 x 17 -20 mm hc t cut | 950
1211 | 2026/SPC/N/C/S/00242 | 10500813 | Polyester,3/0, 60 cm-75 cm,17 mm-20 mm,1/2 C,RB | 2750
1212 | 2026/SPC/N/C/S/00242 | 10500915 | Polyester 2/0,60 cm- 75 cm,17-20 mm,3/8 C,RB,TP | 800
1213 | 2026/SPC/N/C/S/00225 | 13522001 | Ball. Dila.Cat.forSeptosto.Medtronic 6F | 8
1214 | 2026/SPC/N/C/S/00225 | 13522100 | Ball. Dila.Cathe.Numed Z59.5mmx 0.95cm | 5
1215 | 2026/SPC/N/C/S/00225 | 13522101 | Ball. Dila.Cathe.Numed Z513.5mmx 1.35cm | 15
1216 | 2026/SPC/N/C/S/00226 | 13524000 | Guidewire J tip Ampl. SuperStiff 0.89mm | 450
1217 | 2026/SPC/N/C/S/00226 | 13524001 | Guidewire J tip Ampl. SuperStiff 0.97mm | 100
1218 | 2026/SPC/N/C/S/00226 | 13524800 | Guidewire J tip M ty. 0.81mm150-190cm | 1000
1219 | 2026/SPC/N/C/S/00226 | 13524801 | Guidewire J tip M ty. 0.81mm260-300cm | 500
1220 | 2026/SPC/N/C/S/00226 | 13524900 | Guidewire St.tip M ty. 0.81mm150-190cm | 0
1221 | 2026/SPC/N/C/S/00226 | 13525000 | Guidewire J tip M ty. 0.89mm150-190cm | 3500
1222 | 2026/SPC/N/C/S/00226 | 13525001 | Guidewire J tip M ty. 0.89mm260-300cm | 2800
1223 | 2026/SPC/N/C/S/00226 | 13525200 | Guidewire J tip M ty. 0.97mm150-190cm | 500
1224 | 2026/SPC/N/C/S/00230 | 13527104 | Guide wire, Gaia II, str. tip,0.36mm, 3.5 tip load,175-190cm | 100
1225 | 2026/SPC/N/C/S/00230 | 13527106 | Guide wire, Gaia III,str. tip,0.36mm, 4.5 tip load,175-190cm | 200
1226 | 2026/SPC/N/C/S/00230 | 13527600 | Guide wire,Extra Sup. str tip,0.36mm ,175-190cm | 1000
1227 | 2026/SPC/N/C/S/00230 | 13528802 | Guide wire, Fielder XT-R,s tip0.36mm, 0.5 tip load,175-190cm | 1500
1228 | 2026/SPC/N/C/S/00230 | 13528804 | Guide wire,Field XT-A,str tip0.36mm, 1.0 tip load,175-190cm | 600
1229 | 2026/SPC/N/C/S/00230 | 13528810 | Guide wire,Grand.S, str. tip0.36mm, 0.7 tip load,175-190cm | 300
1230 | 2026/SPC/N/C/S/00309 | 13507723 | Angio. Cath. LC,Judkin4F,curve, JL 3.5,100-110cm | 25
1231 | 2026/SPC/N/C/S/00309 | 13507729 | Angio. Cath. LC,Judkin5F,curve, JL 3.5,100-110cm | 750
1232 | 2026/SPC/N/C/S/00309 | 13507730 | Angio. Cath. LC,Judkin5F,curve, JL 4,100-110cm | 220
1233 | 2026/SPC/N/C/S/00310 | 13508302 | AngiographicCath.pigtail,st.4F100-110cm | 300
1234 | 2026/SPC/N/C/S/00310 | 13508303 | AngiographicCath.pigtail,st.5F100-110cm | 600
1235 | 2026/SPC/N/C/S/00310 | 13508304 | Angiographic Cath.pigtail, str. 6F,110cm -120cm | 300
1236 | 2026/SPC/N/C/S/00310 | 13508607 | Angio. Cath. RC,Amplazt.5F,curve,AR 2,100-110cm | 250
1237 | 2026/SPC/N/C/S/00310 | 13508616 | Angio. Cath. LC,Amplazt.5F,curve,AL 1,100-110cm | 100
1238 | 2026/SPC/N/C/S/00310 | 13508617 | Angio. Cath. LC,Amplazt.5F,curve,AL 2,100-110cm | 225
1239 | 2026/SPC/N/C/S/00310 | 13509000 | Angiographic Cath. NIH type4F 60-80cm | 3
1240 | 2026/SPC/N/C/S/00310 | 13509101 | Angio. Cath.Berman 5F 60-80cm | 15
1241 | 2026/SPC/N/C/S/00310 | 13509200 | Angiographic Cath. NIH type5F 60-80cm | 50
1242 | 2026/SPC/N/C/S/00311 | 13515306 | ASD Occlusion DeviceAmplatzer ty.10mm | 15
1243 | 2026/SPC/N/C/S/00311 | 13515308 | ASD Occlusion DeviceAmplatzer ty.12mm | 60
1244 | 2026/SPC/N/C/S/00311 | 13515309 | ASD Occlusion DeviceAmplatzer ty.13mm | 70
1245 | 2026/SPC/N/C/S/00311 | 13515310 | ASD Occlusion DeviceAmplatzer ty.14mm | 75
1246 | 2026/SPC/N/C/S/00311 | 13515311 | ASD Occlusion DeviceAmplatzer ty.15mm | 100
1247 | 2026/SPC/N/C/S/00311 | 13515312 | ASD Occlusion DeviceAmplatzer ty.16mm | 110
1248 | 2026/SPC/N/C/S/00311 | 13515313 | ASD Occlusion DeviceAmplatzer ty.17mm | 100
1249 | 2026/SPC/N/C/S/00311 | 13515314 | ASD Occlusion DeviceAmplatzer ty.18mm | 140
1250 | 2026/SPC/N/C/S/00311 | 13515315 | ASD Occlusion DeviceAmplatzer ty.19mm | 75
1251 | 2026/SPC/N/C/S/00311 | 13515316 | ASD Occlusion DeviceAmplatzer ty.20mm | 125
1252 | 2026/SPC/N/C/S/00311 | 13515317 | ASD Occlusion DeviceAmplatzer ty.22mm | 80
1253 | 2026/SPC/N/C/S/00311 | 13515318 | ASD Occlusion DeviceAmplatzer ty.24mm | 30
1254 | 2026/SPC/N/C/S/00311 | 13515319 | ASD Occlusion DeviceAmplatzer ty.26mm | 25
1255 | 2026/SPC/N/C/S/00311 | 13515320 | ASD Occlusion DeviceAmplatzer ty.28mm | 35
1256 | 2026/SPC/N/C/S/00311 | 13515321 | ASD Occlusion DeviceAmplatzer ty.30mm | 20
1257 | 2026/SPC/N/C/S/00311 | 13515322 | ASD Occlusion DeviceAmplatzer ty.32mm | 15
1258 | 2026/SPC/N/C/S/00312 | 13525402 | Guide wire, Asahi, str tip,0.36mm,0.5 tip load,175-190cm | 5000
1259 | 2026/SPC/N/C/S/00312 | 13525404 | Guide wire, Asahi,str tip,0.36mm, 0.7 tip load,175-190cm | 8000
1260 | 2026/SPC/N/C/S/00312 | 13525407 | Guide wire,Asahi Extention,str. tip,0.36mm,150-165 cm | 400
1261 | 2026/SPC/N/C/S/00312 | 13525901 | Guidewire,str., 0.64mm,PTFE, 260-300cm | 175
1262 | 2026/SPC/N/C/S/00312 | 13526101 | Guidewire J tip 0.81mm,PTFE, 260-300cm | 1800
1263 | 2026/SPC/N/C/S/00312 | 13526400 | Guidewire J tip 0.89mm,PTFE, 150-190cm | 15000
1264 | 2026/SPC/N/C/S/00312 | 13526401 | Guidewire J tip 0.89mm,PTFE, 260-300cm | 2200
1265 | 2026/SPC/N/C/S/00312 | 13526500 | Guidewire str. tip 0.89mm,PTFE, 150-190cm | 160
1266 | 2026/SPC/N/C/S/00312 | 13526600 | Guidewire straight 0.89mm260-300cm | 450
1267 | 2026/SPC/N/C/S/00312 | 13527001 | Guide wire, Roadrun,EXS,str. tip,0.46mm,175-190cm | 150
1268 | 2026/SPC/N/C/S/00313 | 13600900 | Temp. Pacemaker ElectrodeCath., 6F bipo | 1000
1269 | 2026/SPC/N/C/S/00313 | 13601102 | Ablation Catheter, largecurve, 7F, 4mm tip, bi direct | 10
1270 | 2026/SPC/N/C/S/00313 | 13601300 | Ablation Cath., w/small curvesize 5F, distal tip 4 mm. | 10
1271 | 2026/SPC/N/C/S/00313 | 13601301 | Ablation Cath., medium,size 5F, P, distal tip 4mm | 10
1272 | 2026/SPC/N/C/S/00313 | 13601401 | Ablation Cath. w/small curve& fluid conduit acce. | 10
1273 | 2026/SPC/N/C/S/00313 | 13601600 | Ablation catheter w/mediumcurve & fluid conduit acce. | 25
1274 | 2026/SPC/N/C/S/00314 | 13601900 | Diagnostic Cath, deflectable,6F,2-5-2mm | 70
1275 | 2026/SPC/N/C/S/00314 | 13602000 | Diagnostic Cath. defle.Medium sweep | 10
1276 | 2026/SPC/N/C/S/00314 | 13602300 | Diag. Cath, 16-20 polar, 7F | 10
1277 | 2026/SPC/N/C/S/00314 | 13602700 | Compatible Connecting Cable,f/ab.cath,210-300cm | 5
1278 | 2026/SPC/N/C/S/00314 | 13603200 | Compatible Connecting Cable f/deflect.quad polar cath. | 5
1279 | 2026/SPC/N/C/S/00314 | 13603201 | Compatible Connecting Cable f/deflect. deca polar cath. | 5
1280 | 2026/SPC/N/C/S/00314 | 13603300 | Compatible ConnectingCable, atrial mapping cath. | 2
1281 | 2026/SPC/N/C/S/00314 | 13605101 | Diagnostic Catheter, deca polar,non deflectable,medium sweep6F | 15
1282 | 2026/SPC/N/C/S/00314 | 13605201 | unipolar epicardial lead 35cm-65cm | 30
1283 | 2026/SPC/N/C/S/00314 | 13605301 | Bipolar epicardial lead 35cm-65cm | 40
1284 | 2026/SPC/N/C/S/00315 | 13604501 | Leadless pacemaker, multiprogrammble | 10
1285 | 2026/SPC/N/C/S/00318 | 13522406 | Ball. Dila.Cath.PTCAover the wire 2.5 x 10mm | 80
1286 | 2026/SPC/N/C/S/00318 | 13522501 | Ball. Dila.Catheter PTCACompliance 2mmx10mm | 6000
1287 | 2026/SPC/N/C/S/00318 | 13522502 | Ball. Dila.Cat. PTCACompliance 2mmx15mm | 3800
1288 | 2026/SPC/N/C/S/00318 | 13522702 | Ball. Dila.Cat.PTCACompliance 2.5x12mm | 2500
1289 | 2026/SPC/N/C/S/00318 | 13523201 | Ball. Dila.Cat.PTCA NonComplia.2.5x10mm | 2400
1290 | 2026/SPC/N/C/S/00318 | 13523202 | Balloon Dia.Cath. PTCA, non- comp. 2.5mmx15mm | 2000
1291 | 2026/SPC/N/C/S/00318 | 13523300 | Ball. Dila.Cat.PTCA NonComplia.2.75x8mm | 4000
1292 | 2026/SPC/N/C/S/00318 | 13523302 | Ball. Dila.Cat.PTCANonComplia.2.75x12mm | 2000
1293 | 2026/SPC/N/C/S/00318 | 13523400 | Ball. Dila.Cat.PTCA Non Complia.3.0mm x 8mm | 1000
1294 | 2026/SPC/N/C/S/00318 | 13523401 | Ball. Dila.Cat. PTCA Non Complia.3x10mm | 3000
1295 | 2026/SPC/N/C/S/00318 | 13523402 | Ball. Dila.Cat.PTCA Non Complia.3x15mm | 1200
1296 | 2026/SPC/N/C/S/00318 | 13523403 | Ball. Dila.Cat.PTCANon Complia.3x12mm | 2000
1297 | 2026/SPC/N/C/S/00318 | 13523501 | Ball. Dila.Cat. PTCA Non Complia.3.25x10mm | 1000
1298 | 2026/SPC/N/C/S/00318 | 13523600 | Ball. Dila.Cat.PTCA NonComplia.3.5x8mm | 1500
1299 | 2026/SPC/N/C/S/00318 | 13523601 | Ball. Dila.Cat.PTCA NonComplia.3.5x10mm | 700
1300 | 2026/SPC/N/C/S/00318 | 13523700 | Ball. Dila.Cat. PTCA Non Complia.4x8mm | 0
1301 | 2026/SPC/N/C/S/00318 | 13523702 | Ball. Dila.Cat.PTCA Non Complia.4.5 x 8mm | 100
1302 | 2026/SPC/N/C/S/00318 | 13523802 | Ball. Dila.Cat.PTCAC.T.O.1.5x10mm | 1400
1303 | 2026/SPC/N/C/S/00318 | 13523806 | Ball. Dila.Catheter PTCA, CTO 1 x 6mm | 800
1304 | 2026/SPC/N/C/S/00321 | 20500103 | Malleable Retr,16mm/22mmends,220mm | 25
1305 | 2026/SPC/N/C/S/00321 | 20501308 | Retractor self retainingabdominal Denis BrownComplete set | 20
1306 | 2026/SPC/N/C/S/00321 | 20501309 | Retractor Vascular, Desmarres 11mm x 14mm blade, 140mm | 10
1307 | 2026/SPC/N/C/S/00321 | 20501310 | Retractor, Cushing Kocher type 10mm x 10mm blade, 175mm | 10
1308 | 2026/SPC/N/C/S/00321 | 20501701 | Retractor S.Should I ,43mm,101/4" long. | 2
1309 | 2026/SPC/N/C/S/00321 | 20501901 | Retractor Walton copper 13mmwide | 15
1310 | 2026/SPC/N/C/S/00321 | 20501902 | Retractor Walton copper 25mmwide | 17
1311 | 2026/SPC/N/C/S/00321 | 20502300 | Retractor Valve, Lemolepilling type | 1
1312 | 2026/SPC/N/C/S/00321 | 20502503 | Retractor Langenbeck30x11mm,21cm | 60
1313 | 2026/SPC/N/C/S/00321 | 20502507 | Retractor Mini Langenbeck Type | 130
1314 | 2026/SPC/N/C/S/00321 | 20502508 | Retractor Langenbeck30x14mm,21cm | 80
1315 | 2026/SPC/N/C/S/00321 | 20502511 | Retractor Langenbeck28x10mm,210mm | 75
1316 | 2026/SPC/N/C/S/00321 | 20502512 | Retractor Mini Langenbeck17x5mm,16cm | 65
1317 | 2026/SPC/N/C/S/00321 | 20502513 | Retractor Langenbecksemi-sharp,2prongs | 45
1318 | 2026/SPC/N/C/S/00321 | 20502514 | Retractor Langenbeck 15x6mm, 160mm | 50
1319 | 2026/SPC/N/C/S/00321 | 20502515 | Retractor, Langenbeck, 215mm | 45
1320 | 2026/SPC/N/C/S/00321 | 20502517 | Kocher-Retractor,semi-sharp,4prongs | 15
1321 | 2026/SPC/N/C/S/00321 | 20502518 | Kocher-Langenbeck Retractor40x13mm | 20
1322 | 2026/SPC/N/C/S/00321 | 20502519 | Retractor Langenbeck42x13mm,21cm | 20
1323 | 2026/SPC/N/C/S/00321 | 20502520 | Retractor Kocher 60x25mm | 20
1324 | 2026/SPC/N/C/S/00323 | 20502524 | Retractor,Langenbeck,30x11mm,210mm | 40
1325 | 2026/SPC/N/C/S/00323 | 20502533 | Langenbeck retractor33x14mm,21cm | 25
1326 | 2026/SPC/N/C/S/00323 | 20502802 | Retractor,Adson,semi-sharp,190-200mm | 15
1327 | 2026/SPC/N/C/S/00323 | 20503402 | Retractor Scapula,Davidson55x75mm,160mm | 2
1328 | 2026/SPC/N/C/S/00323 | 20503701 | Retractor Perineal RingTW,w/6 bld | 15
1329 | 2026/SPC/N/C/S/00323 | 20504004 | Retrac.EyeLid,child,Desmarres,10mm | 15
1330 | 2026/SPC/N/C/S/00323 | 20504101 | Retractor Hemi Laminectomys-ret/sha 25-28cm | 20
1331 | 2026/SPC/N/C/S/00323 | 20504201 | Retractor Cat's paw | 120
1332 | 2026/SPC/N/C/S/00323 | 20504501 | Spine Classics Retractor, 50mm | 4
1333 | 2026/SPC/N/C/S/00323 | 20504502 | Spine Classics Retractor, 60mm | 6
1334 | 2026/SPC/N/C/S/00323 | 20505203 | Casper nerve root retract.6mm,24cm | 15
1335 | 2026/SPC/N/C/S/00323 | 20505204 | Casper nerve root retract.8mm,24cm | 15
1336 | 2026/SPC/N/C/S/00323 | 20505205 | Casper nerve rootretract.10mm,24cm | 10
1337 | 2026/SPC/N/C/S/00323 | 20505302 | Retractor Hohman 22.5cm,18mmwide sh,s/s | 90
1338 | 2026/SPC/N/C/S/00323 | 20505303 | Retractor Hohman 22cm, 8mmwide nr.s/s | 80
1339 | 2026/SPC/N/C/S/00323 | 20505401 | Retractor Charnly hndl.w/2bld. s/s | 12
1340 | 2026/SPC/N/C/S/00323 | 20505501 | Retractor Golds.Glenoid Neck8 1/2" | 6
1341 | 2026/SPC/N/C/S/00323 | 20505601 | Retractor Capsule oneprong,10",20mm | 5
1342 | 2026/SPC/N/C/S/00323 | 20505602 | Retractor Capsule twoprong,10",20mm | 3
1343 | 2026/SPC/N/C/S/00323 | 20505802 | Retractor"C" 14" long,22mmblade | 24
1344 | 2026/SPC/N/C/S/00323 | 20506603 | Retractor Deaver,19mmcurved,180mm | 20
1345 | 2026/SPC/N/C/S/00323 | 20506604 | Retractor Deaver,22mmcurve,215mm | 20
1346 | 2026/SPC/N/C/S/00323 | 20506901 | Retractor Renal Gil-Vernet230mm | 8
1347 | 2026/SPC/N/C/S/00323 | 20507201 | Retractor Brunner balde80x20x275mm | 10
1348 | 2026/SPC/N/C/S/00323 | 20508004 | Retractor,Weitlaner,3/4th,165mm | 35
1349 | 2026/SPC/N/C/S/00323 | 20508006 | Retractor,Weitlaner,s/r,3/4t,130mm | 30
1350 | 2026/SPC/N/C/S/00323 | 20508201 | CheekRetract,Kirsch,cvd/left,200mm | 10
1351 | 2026/SPC/N/C/S/00326 | 20509507 | RetractorTrachea,4hook,blunt,170mm | 20
1352 | 2026/SPC/N/C/S/00326 | 20509601 | Retractor,Aortic Valve,270mm | 4
1353 | 2026/SPC/N/C/S/00326 | 20509701 | Retractor,Ross,24x16mm blade | 2
1354 | 2026/SPC/N/C/S/00326 | 20509801 | Retra.ValveLeaflet,Cleland,250mm | 8
1355 | 2026/SPC/N/C/S/00326 | 20509901 | Retractor,Valve,Octopus | 5
1356 | 2026/SPC/N/C/S/00326 | 20510101 | Retractor Atrial, L,24mmx48mm, 250mm | 2
1357 | 2026/SPC/N/C/S/00326 | 20510401 | Retractor Sternum,Cooley,Adult | 1
1358 | 2026/SPC/N/C/S/00326 | 20510501 | Retractor Epicardial,expansion 25mm,30mm length | 2
1359 | 2026/SPC/N/C/S/00326 | 20510603 | Morse Sternal Retractor,(adult) , 20 x 28mm blade. | 2
1360 | 2026/SPC/N/C/S/00326 | 20510701 | Retractor Rib, Tuffier, Adult | 5
1361 | 2026/SPC/N/C/S/00326 | 20510801 | Retractor Weitlaner3x4teeth,blunt,135mm | 25
1362 | 2026/SPC/N/C/S/00326 | 20510802 | RetractorWeitlaner3x4teeth,sharp,165mm | 15
1363 | 2026/SPC/N/C/S/00326 | 20511201 | Retractor Meyerding-small | 3
1364 | 2026/SPC/N/C/S/00326 | 20511202 | Retractor Meyerding-medium. | 4
1365 | 2026/SPC/N/C/S/00326 | 20511701 | Mini sternotomy Retractor withuniversal lift -adult | 3
1366 | 2026/SPC/N/C/S/00326 | 20511702 | Mini sternotomy Retractor withuniversal lift-Paed. | 1
1367 | 2026/SPC/N/C/S/00326 | 20520302 | Retractor,Ragnell-davisdouble ended 140mm | 15
1368 | 2026/SPC/N/C/S/00326 | 20520400 | Retractor Self Retaining Adson, 320mm | 30
1369 | 2026/SPC/N/C/S/00326 | 20520501 | Retractor ,Tebbetts typefibre optic illumination s/s | 10
1370 | 2026/SPC/N/C/S/00327 | 20600101 | Aneurysm needle cvd. left | 14
1371 | 2026/SPC/N/C/S/00327 | 20600102 | Aneurysm needle cvd. right | 20
1372 | 2026/SPC/N/C/S/00327 | 20601101 | Forceps Dre &sponge HolderRampley 14.5cm | 620
1373 | 2026/SPC/N/C/S/00327 | 20601105 | Sponge holders chromium plathandle | 300
1374 | 2026/SPC/N/C/S/00327 | 20601201 | Forceps Jeweler 110-140mm0.2-0.3mm tip | 56
1375 | 2026/SPC/N/C/S/00327 | 20601202 | Jeweler Forceps ,toothed 110-140mm,0.2-0.3mm tip | 60
1376 | 2026/SPC/N/C/S/00327 | 20601301 | Forceps Tohoku Towel 10.5cm | 100
1377 | 2026/SPC/N/C/S/00327 | 20601302 | Towel forceps s/s | 190
1378 | 2026/SPC/N/C/S/00327 | 20601504 | Probes double ended,sterlingsilver | 200
1379 | 2026/SPC/N/C/S/00327 | 20601505 | Polep retreval forceps | 25
1380 | 2026/SPC/N/C/S/00327 | 20602004 | Towel clip Rodder 11cm | 80
1381 | 2026/SPC/N/C/S/00327 | 20602005 | Towel Clip Backhaus,boxjoint,110mm | 140
1382 | 2026/SPC/N/C/S/00327 | 20602301 | Towel Clamp Lorna, box joint130mm | 110
1383 | 2026/SPC/N/C/S/00327 | 20602608 | Wire Twist.Forcep,slenderjaw.180mm | 20
1384 | 2026/SPC/N/C/S/00327 | 20602609 | WireTwist.Forcep,taperi.jaw,180mm | 24
1385 | 2026/SPC/N/C/S/00327 | 20602610 | Wire Twisting.Forcep,widejaw,180mm | 10
1386 | 2026/SPC/N/C/S/00327 | 20602611 | Wire Twister LigatureForceps,200mm | 12
1387 | 2026/SPC/N/C/S/00327 | 20602612 | Wire Twister LigatureForceps,175mm | 22
1388 | 2026/SPC/N/C/S/00327 | 20602703 | Wire Cutter, universal type,120mm | 65
1389 | 2026/SPC/N/C/S/00327 | 20602704 | Wire Cutter,universal,175mm | 60
1390 | 2026/SPC/N/C/S/00327 | 20602705 | Wire Cutter,universal,235mm | 54
1391 | 2026/SPC/N/C/S/00330 | 20509506 | RetractorTrachea,3hook,sharp,170mm | 25
1392 | 2026/SPC/N/C/S/00330 | 20607003 | Dissector Dennis Brown type orright angled. | 30
1393 | 2026/SPC/N/C/S/00330 | 20607301 | Safety Pin,Mayo,140mm | 120
1394 | 2026/SPC/N/C/S/00330 | 20607501 | Saddle hook cush.blade 13x18mm | 5
1395 | 2026/SPC/N/C/S/00330 | 20607502 | Seddle hook cush.250mm 11x14mm | 7
1396 | 2026/SPC/N/C/S/00335 | 28200301 | Spare rubber bulb 60ml | 250
1397 | 2026/SPC/N/C/S/00335 | 28200302 | Spare Nozzle for water syringe | 300
1398 | 2026/SPC/N/C/S/00335 | 28200304 | Dental Air Syringe rubberbulb 60ml &pl. | 250
1399 | 2026/SPC/N/C/S/00335 | 28202204 | Upper Free end Saddle Dental Impress. Tray | 25
1400 | 2026/SPC/N/C/S/00335 | 28202205 | Lower Free end Saddle Dental Impress. Tray | 30
1401 | 2026/SPC/N/C/S/00335 | 28202230 | Sec.Den.Impre.Tray w/Net U/R& L/L | 40
1402 | 2026/SPC/N/C/S/00337 | 28300204 | Articulator, Semi adjustable. | 40
1403 | 2026/SPC/N/C/S/00337 | 28300301 | High Speed Grinder,5000 -20000rpm, | 10
1404 | 2026/SPC/N/C/S/00337 | 28300302 | Extractor Unit, withconnector piec | 5
1405 | 2026/SPC/N/C/S/00337 | 28300305 | Safety Glass,for wearing,forH.S.Grinder | 60
1406 | 2026/SPC/N/C/S/00337 | 28300703 | Dental Heat Cutter/Knife. | 20
1407 | 2026/SPC/N/C/S/00337 | 28300901 | Electrically HeatedInstrument for waxup | 20
1408 | 2026/SPC/N/C/S/00337 | 28300902 | Regular Dental Surveyor | 10
1409 | 2026/SPC/N/C/S/00337 | 28301201 | General Purpose vibratorf.dent.lab | 12
1410 | 2026/SPC/N/C/S/00337 | 28301401 | Paco Bath f.polymerizationunit | 7
1411 | 2026/SPC/N/C/S/00337 | 28301701 | Cast crown removing driver | 3
1412 | 2026/SPC/N/C/S/00337 | 28301901 | Porcelain brushes kit Dental | 10
1413 | 2026/SPC/N/C/S/00337 | 28302001 | Polymerization Pressure Vessel | 2
1414 | 2026/SPC/N/C/S/00337 | 28302301 | Ultrasonic Cleaners. | 30
1415 | 2026/SPC/N/C/S/00337 | 28302501 | Dental Box-in mould | 7
1416 | 2026/SPC/N/C/S/00337 | 28302803 | Dental Procelain Spatula Kit. | 8
1417 | 2026/SPC/N/C/S/00337 | 28302901 | Post and core remover | 10
1418 | 2026/SPC/N/C/S/00337 | 28303001 | Pin holding tweezer,with lock. | 20
1419 | 2026/SPC/N/C/S/00337 | 28303004 | Soldering Tweezer,pointed,S/S | 15
1420 | 2026/SPC/N/C/S/00337 | 28303101 | Dental Wax Former | 5
1421 | 2026/SPC/N/C/S/00337 | 28303102 | Dental Occlusion Former. | 4
1422 | 2026/SPC/N/C/S/00337 | 28303201 | Dental Face shieldf/lab work | 40
1423 | 2026/SPC/N/C/S/00337 | 28303502 | Dental Vernier, intraoral andextraoral | 25
1424 | 2026/SPC/N/C/S/00338 | 21701301 | forcep 110-150mm Adson Brownfor cartilage | 13
1425 | 2026/SPC/N/C/S/00338 | 21701302 | Tissue grasping forcep,Alamuti type,95mm,s/s | 10
1426 | 2026/SPC/N/C/S/00338 | 21701401 | Cartilage cutting scissors,180-210mm,s/s | 24
1427 | 2026/SPC/N/C/S/00338 | 21701402 | Cartilage carving set,Nagata type | 20
1428 | 2026/SPC/N/C/S/00338 | 21701403 | Carving block,Silicone120x80x15mm(approx) | 9
1429 | 2026/SPC/N/C/S/00338 | 21702210 | Cottle Dorsal sciss,TC inserts,heavy, W/L 7.5cm | 5
1430 | 2026/SPC/N/C/S/00338 | 21702211 | Joseph Scissors,curved,sh 14cm | 7
1431 | 2026/SPC/N/C/S/00338 | 21703114 | Laryngeal Mirror, 30mm dia.180mm length | 100
1432 | 2026/SPC/N/C/S/00338 | 21704004 | Freer Nasal spetum Chisel,str. 16cm | 12
1433 | 2026/SPC/N/C/S/00338 | 21704602 | Tuning fork No.512 Hartmannw/foot | 85
1434 | 2026/SPC/N/C/S/00338 | 21706004 | Laryn.bipolar diathrmy forceps45 dig. upwrds, length 25 cm | 25
1435 | 2026/SPC/N/C/S/00338 | 21706601 | Cutting forcepsBlackesleythrough .str | 25
1436 | 2026/SPC/N/C/S/00338 | 21706602 | Nasal Cir. Cut. punch forcepsStammb, 3.5mm | 9
1437 | 2026/SPC/N/C/S/00338 | 21706603 | Thru Cutting fcps, 45 digree | 30
1438 | 2026/SPC/N/C/S/00338 | 21706604 | Nasal Cutting forceps Stammb.str,4.5mm | 11
1439 | 2026/SPC/N/C/S/00338 | 21707001 | Weil-Blakesley forcep45ang/u,siz 2,19cm | 24
1440 | 2026/SPC/N/C/S/00338 | 21707002 | Weil-Blakesley forcep Fig3,19cm | 20
1441 | 2026/SPC/N/C/S/00338 | 21707204 | Weil-Blakesleyforceps45ang/u,siz1 | 20
1442 | 2026/SPC/N/C/S/00338 | 21707301 | Hopkings 45 digreetelescope,4mm | 15
1443 | 2026/SPC/N/C/S/00338 | 21707304 | Nasal Telescope,0 deg,adult,4mm dia,18cm length | 40
1444 | 2026/SPC/N/C/S/00338 | 21707305 | Nasal Telescope,30 deg,adult,4mm dia,18cm length | 30
1445 | 2026/SPC/N/C/S/00338 | 21707306 | Nasal Telescope,70 deg,adult,4mm dia,18cm length | 30
1446 | 2026/SPC/N/C/S/00338 | 21707307 | Nasal Telescope,0 deg,paedia.,2.7mm dia,11cm length | 30
1447 | 2026/SPC/N/C/S/00338 | 21707308 | Nasal Telescope,30 deg,paedia.2.7mm dia,11cm length | 25
1448 | 2026/SPC/N/C/S/00338 | 21707309 | Nasal Telescope,45 deg,paedia.2.7mm dia,11cm length | 18
1449 | 2026/SPC/N/C/S/00338 | 21707310 | Nasal Telescope,70 deg,paedia.2.7mm dia,11cm length | 20
1450 | 2026/SPC/N/C/S/00338 | 21707318 | Nasal Telescope,0 deg,paedia. 2.7mm dia,18cm length | 28
1451 | 2026/SPC/N/C/S/00338 | 21707401 | Osteotome,Fomon 5mm,singleguarded | 15
1452 | 2026/SPC/N/C/S/00338 | 21707403 | Nasal Osteotome Straight,Jansen,6mm | 11
1453 | 2026/SPC/N/C/S/00338 | 21707404 | Osteotome Straight,Jansen,10mm | 6
1454 | 2026/SPC/N/C/S/00338 | 21707405 | Nasal Osteotome Stra.doub.edgdgrind | 7
1455 | 2026/SPC/N/C/S/00338 | 21707406 | Nasal Osteotome,with guardFomon type 2mm,170mm,s/s | 10
1456 | 2026/SPC/N/C/S/00338 | 21707407 | Nasal Osteotome,w/o guard,Fomon type 2mm,170mm,s/s | 8
1457 | 2026/SPC/N/C/S/00338 | 21707408 | Nasal Osteotome,w/o guard,Fomon type 5mm,170mm,s/s | 7
1458 | 2026/SPC/N/C/S/00338 | 21707409 | Nasal Osteotome,w/o guard,Fomon type 8mm,170mm,s/s | 4
1459 | 2026/SPC/N/C/S/00338 | 21707410 | Nasal Osteotome,with guard,Fomon type 10mm,170mm,s/s | 4
1460 | 2026/SPC/N/C/S/00338 | 21707411 | Nasal Osteotome,w/o guard,Fomon type 10mm,170mm,s/s | 2
1461 | 2026/SPC/N/C/S/00338 | 21708801 | Ceruman Pick & Wool Carrier,Musgrove, | 12
1462 | 2026/SPC/N/C/S/00338 | 21708805 | Orbit.Suct.Pick,135ang.Levine,210mm | 3
1463 | 2026/SPC/N/C/S/00338 | 21708806 | Orbital SuctionPick,45ang.Levine | 3
1464 | 2026/SPC/N/C/S/00338 | 21709401 | Femon nasal rasp fine teeth21cm | 8
1465 | 2026/SPC/N/C/S/00338 | 21709403 | Femon nasal rasp coarse teethD/E 21cm | 7
1466 | 2026/SPC/N/C/S/00338 | 21709405 | Set of Aufricht Glabella Rasps cvd. | 7
1467 | 2026/SPC/N/C/S/00338 | 21709706 | Nasal Needle Electrode,unipolar, 90mm | 18
1468 | 2026/SPC/N/C/S/00338 | 21710005 | Cottle nasal chisel curvedw/marking 6mm | 2
1469 | 2026/SPC/N/C/S/00338 | 21714400 | Nasal ForcepsSuction,Takahashi | 6
1470 | 2026/SPC/N/C/S/00338 | 21720020 | NasalForceps.Grunwald,mod/j,115mm | 10
1471 | 2026/SPC/N/C/S/00338 | 21720501 | Middleton-Jansen cutting fcps19cm | 3
1472 | 2026/SPC/N/C/S/00338 | 21720803 | Septum Graig bone cutt.forcepsharp 16.5cm. | 8
1473 | 2026/SPC/N/C/S/00338 | 21721003 | Artery Forcep Birkett str.190m serra. jaw | 13
1474 | 2026/SPC/N/C/S/00338 | 21721101 | Distending Diverticuloscope,Weerda | 4
1475 | 2026/SPC/N/C/S/00338 | 21721103 | Distending Forcep SelfRet.Lindholm | 6
1476 | 2026/SPC/N/C/S/00339 | 21730001 | Metal Tray,f.micro ear instru. 280x180x40mm | 18
1477 | 2026/SPC/N/C/S/00339 | 21730002 | Metal Tray, f.steril.&store ear micro instruments.250mm wide x 24mm long x 40mm | 22
1478 | 2026/SPC/N/C/S/00339 | 21731003 | Sinus Probef.Fron.Sin.Surg.Wormald | 5
1479 | 2026/SPC/N/C/S/00339 | 21731004 | Laryngeal diathermy probe,25cm | 22
1480 | 2026/SPC/N/C/S/00339 | 21731005 | Sphenoid SinusProbe,Duncavage,b/t | 15
1481 | 2026/SPC/N/C/S/00339 | 21731006 | Laryngeal diathermy probe | 15
1482 | 2026/SPC/N/C/S/00339 | 21731201 | Sinus Forceps, Weil -Blakesley typ | 15
1483 | 2026/SPC/N/C/S/00339 | 21731202 | SinusForcep,WeilBlakes.90ang,size2 | 20
1484 | 2026/SPC/N/C/S/00339 | 21731203 | SinusForcep,WeilBlakes.stright,sz0 | 20
1485 | 2026/SPC/N/C/S/00339 | 21731204 | Sinus Forceps, throughcutting, Wei | 30
1486 | 2026/SPC/N/C/S/00339 | 21731205 | SinusForcep,WeilBlakes.45ang,size0 | 25
1487 | 2026/SPC/N/C/S/00339 | 21731206 | SinusForc.WeiBlake.45ang,siz2,a/r | 20
1488 | 2026/SPC/N/C/S/00339 | 21731207 | SinusForceps,WeilBlakes.45ang.siz2 | 20
1489 | 2026/SPC/N/C/S/00339 | 21731208 | SinusForcep,WeilBlakes.stright,sz2 | 13
1490 | 2026/SPC/N/C/S/00339 | 21731401 | Artic.Fron.Sinus Punchf.forc.2x4mm | 10
1491 | 2026/SPC/N/C/S/00339 | 21731402 | Artic.Fron.Sinus Punch,3x4mm | 6
1492 | 2026/SPC/N/C/S/00339 | 21731403 | Articu.Front.Sinus Punch,4x4mm | 10
1493 | 2026/SPC/N/C/S/00339 | 21731501 | Frontal Sinus Curette,straight | 17
1494 | 2026/SPC/N/C/S/00339 | 21731503 | Frontal Sinus Curette, 100degree curved | 15
1495 | 2026/SPC/N/C/S/00339 | 21731504 | Frontal Sinus Curette, 90degree curved | 15
1496 | 2026/SPC/N/C/S/00339 | 21731505 | Frontal Sinus Curette, 75degree curved | 10
1497 | 2026/SPC/N/C/S/00339 | 21731506 | Frontal Sinus Curette ,45degree.curved | 15
1498 | 2026/SPC/N/C/S/00339 | 21731701 | Tray for Sinus Instruments | 15
1499 | 2026/SPC/N/C/S/00339 | 21731801 | Rib raspatory,right cvd,170mn,Daniel-Guibisch. | 3
1500 | 2026/SPC/N/C/S/00339 | 21731802 | Rib raspatory,left cvd,170mn,Daniel-Guibisch. | 4
1501 | 2026/SPC/N/C/S/00339 | 21732000 | Front.Sinus Rocess ForcepGiraffe,H/J,90 | 10
1502 | 2026/SPC/N/C/S/00339 | 21732001 | Fron.Sinus Recess ForcepsGiraffe,H/J,45 | 12
1503 | 2026/SPC/N/C/S/00339 | 21732005 | Fron.Sinus Recess ForcepGiraffe,120,H/J | 10
1504 | 2026/SPC/N/C/S/00339 | 21732006 | Fron.Sinus RecrssForcep,120,Giraffe,V/J | 10
1505 | 2026/SPC/N/C/S/00339 | 21732009 | Fron.Sinus Recess ForcepGiraffe,90,V/J | 6
1506 | 2026/SPC/N/C/S/00339 | 21732010 | Front.Sinus Recess ForcepGiraffe,V/J,45 | 3
1507 | 2026/SPC/N/C/S/00339 | 21732011 | Fron.SinusR.Forc.Giraffe,vert/j,90 | 5
1508 | 2026/SPC/N/C/S/00339 | 21732101 | SphenoidalPunch,Hajek-Kofler,170mm | 10
1509 | 2026/SPC/N/C/S/00339 | 21732201 | Sphen.Sin.FreerElevat.Duncav.su/co | 15
1510 | 2026/SPC/N/C/S/00339 | 21732202 | Sphenoid Sin.FreerElevat.Duncavage | 10
1511 | 2026/SPC/N/C/S/00339 | 21732301 | Frontal OstiumSeeker,cvd,light angl.end | 12
1512 | 2026/SPC/N/C/S/00339 | 21732302 | Frontal Ostium Seeker,strongangled end | 13
1513 | 2026/SPC/N/C/S/00339 | 21732402 | Frontal SinusSurg.Curette,Kennedy | 9
1514 | 2026/SPC/N/C/S/00339 | 21732404 | Fron.SinusSurg.Probe,Kennedy,150mm | 10
1515 | 2026/SPC/N/C/S/00339 | 21732407 | Fron.SinusSurg.Hook,Kennedy,vertcal | 10
1516 | 2026/SPC/N/C/S/00339 | 21732408 | Fron.SinusSurg.Knife,Kennedy,150mm | 10
1517 | 2026/SPC/N/C/S/00339 | 21732409 | Fron.sinusSurg.Hook,Kennedy,angled/bw | 8
1518 | 2026/SPC/N/C/S/00339 | 21732410 | Trayf.Fron.Sin.Surg.Instrument | 10
1519 | 2026/SPC/N/C/S/00339 | 21732411 | Fron.Sin.Surg.Suct.tube,Kennedy,6Fr | 10
1520 | 2026/SPC/N/C/S/00339 | 21732501 | Orb.Curet.Dissec.45ang,Levine,250mm | 5
1521 | 2026/SPC/N/C/S/00339 | 21732502 | OrbitalForceps,45ang,Levine,145mm | 6
1522 | 2026/SPC/N/C/S/00339 | 21732503 | Orbital Knife,Levine,185mm | 5
1523 | 2026/SPC/N/C/S/00339 | 21732504 | Orbital PerforatorElevator,Levine | 6
1524 | 2026/SPC/N/C/S/00339 | 21732506 | Orbital SickleKnife,Levine,190mm | 9
1525 | 2026/SPC/N/C/S/00339 | 21732507 | Orb.Suct.Curette,90ang,Levine,210mm | 7
1526 | 2026/SPC/N/C/S/00339 | 21732601 | Antrum grasp.10cm | 6
1527 | 2026/SPC/N/C/S/00339 | 21732702 | Inst.Tray f.5NsFron.S.surg.Wormald | 10
1528 | 2026/SPC/N/C/S/00339 | 21732703 | Knot Pusherf.Fron.Sin.Surg.Wormald | 6
1529 | 2026/SPC/N/C/S/00339 | 21732705 | Bipolar Forceps with SuctionSet | 25
1530 | 2026/SPC/N/C/S/00339 | 21733101 | Scissors Septum,Becker,160mm | 15
1531 | 2026/SPC/N/C/S/00339 | 21733801 | Nasal retractor,Alar-Kilner,5x10mm,80mm,s/s | 12
1532 | 2026/SPC/N/C/S/00339 | 21733802 | Nasal retractor,170mmGuibisch-Aufricht,s/s | 9
1533 | 2026/SPC/N/C/S/00339 | 21750001 | Storing-Rack for 8 micro-ear forceps (approx.) | 14
1534 | 2026/SPC/N/C/S/00339 | 21750002 | Storing-Rack for 6 ear-micro- instruments. | 13
1535 | 2026/SPC/N/C/S/00339 | 21750003 | Sterilizing case 3 racks for ear micro surgery instruments | 20
1536 | 2026/SPC/N/C/S/00343 | 28400202 | Fixation Inst.Kit,anchoragedevice | 8
1537 | 2026/SPC/N/C/S/00343 | 28400301 | Soldering Clamp 3 part adjus. | 15
1538 | 2026/SPC/N/C/S/00343 | 28400303 | Universal solde.torchf.ortho.work | 30
1539 | 2026/SPC/N/C/S/00343 | 28400401 | Arch wire holder S/S | 40
1540 | 2026/SPC/N/C/S/00343 | 28400501 | Molar Band seater with cvdtip S/S | 75
1541 | 2026/SPC/N/C/S/00343 | 28400502 | Molar Band Removing Plier S/S | 75
1542 | 2026/SPC/N/C/S/00343 | 28400503 | Band Pusher,serrated pointsS/S | 75
1543 | 2026/SPC/N/C/S/00343 | 28400601 | Bracket Positioning Gauge | 30
1544 | 2026/SPC/N/C/S/00343 | 28400801 | Lip retrators - large. | 120
1545 | 2026/SPC/N/C/S/00343 | 28400802 | Lip retractor forphotogr.Medium. | 150
1546 | 2026/SPC/N/C/S/00343 | 28400804 | Lip retractors forPhotogra.Small | 100
1547 | 2026/SPC/N/C/S/00343 | 28400901 | Arch turret with torque /22 | 10
1548 | 2026/SPC/N/C/S/00343 | 28401002 | Distel End Cutter,Safety Hold& hard met | 200
1549 | 2026/SPC/N/C/S/00343 | 28401004 | Side cutters-for hard wiresupto 1m | 40
1550 | 2026/SPC/N/C/S/00343 | 28401201 | Ligature Cutter | 150
1551 | 2026/SPC/N/C/S/00343 | 28401202 | Ligature Tucker, dou. ended | 100
1552 | 2026/SPC/N/C/S/00343 | 28401301 | Bird beak plier with cutterS/S | 50
1553 | 2026/SPC/N/C/S/00343 | 28401302 | Hollow chop plier S/S | 10
1554 | 2026/SPC/N/C/S/00343 | 28401305 | Universal Arch Plier,Weingart or simila | 75
1555 | 2026/SPC/N/C/S/00343 | 28401306 | Separating Plier f.elasticsS/S | 50
1556 | 2026/SPC/N/C/S/00343 | 28401307 | Banding plier str. S/S | 10
1557 | 2026/SPC/N/C/S/00343 | 28401309 | Banding plier cvd S/S | 15
1558 | 2026/SPC/N/C/S/00343 | 28401310 | Contouring plier S/S De LaRosa or simi. | 15
1559 | 2026/SPC/N/C/S/00343 | 28401311 | Bird Beak Plier, serratedjaws, s/s | 15
1560 | 2026/SPC/N/C/S/00343 | 28401401 | Arch forming and Contouringplier. | 20
1561 | 2026/SPC/N/C/S/00343 | 28401402 | Ribbon Arch Pliers, Tweed orsimilar S/S | 30
1562 | 2026/SPC/N/C/S/00343 | 28401501 | Bracket Removing plierstraight. | 50
1563 | 2026/SPC/N/C/S/00343 | 28401604 | Std.Light Wire Plier up to5mm dia. | 15
1564 | 2026/SPC/N/C/S/00343 | 28401703 | Loop bending Plier, Nance orsimilar | 30
1565 | 2026/SPC/N/C/S/00343 | 28401706 | Loop forming plier, | 50
1566 | 2026/SPC/N/C/S/00343 | 28401802 | Bracket bonding tweezer. | 120
1567 | 2026/SPC/N/C/S/00343 | 28401803 | Buccal tube bonding tweezer | 50
1568 | 2026/SPC/N/C/S/00343 | 28402001 | Interproximal Stripping DiscGuard 22mm f/str. hand piece. | 100
1569 | 2026/SPC/N/C/S/00343 | 28403001 | Cheek and lip Retractor-large. | 150
1570 | 2026/SPC/N/C/S/00343 | 28403003 | Cheek and lip Retractor-small. | 100
1571 | 2026/SPC/N/C/S/00343 | 28403301 | Band Removing Pliers Adereror simi. | 50
1572 | 2026/SPC/N/C/S/00343 | 28403302 | Three Prong Plier, Aderer orsimilar M | 30
1573 | 2026/SPC/N/C/S/00343 | 28403401 | Diagnostic Ruler - Protractor. | 50
1574 | 2026/SPC/N/C/S/00343 | 28403402 | Orthodontic Ruler, Bernklautype or similar. | 150
1575 | 2026/SPC/N/C/S/00343 | 28403701 | Plier for Crimpabal Hooks | 30
1576 | 2026/SPC/N/C/S/00345 | 28500003 | Ramus retractor left.70x11.5mm,22cm length | 15
1577 | 2026/SPC/N/C/S/00345 | 28500004 | Ramus retractor.Right70x11.5mm,22cm length | 15
1578 | 2026/SPC/N/C/S/00345 | 28500005 | Obwegesser retractor left. | 15
1579 | 2026/SPC/N/C/S/00345 | 28500101 | Compact 2.0 Mid face plat.Cruc.for OMF. | 10
1580 | 2026/SPC/N/C/S/00345 | 28500102 | Stan.Instrument set w/trayfor OMF | 10
1581 | 2026/SPC/N/C/S/00345 | 28500103 | Compact 1.5 Mid faceplat.Cruci.for OMF. | 10
1582 | 2026/SPC/N/C/S/00345 | 28500104 | Compact 1.3 Mid faceplat.Cruci.for OMF. | 10
1583 | 2026/SPC/N/C/S/00345 | 28500201 | Compact 2.0 mandible plat.Cruci.for OMF | 30
1584 | 2026/SPC/N/C/S/00345 | 28500202 | Stan.Inst.Comp.2.4mandi.plat. for OMF. | 10
1585 | 2026/SPC/N/C/S/00345 | 28500608 | colibri-power drill set | 10
1586 | 2026/SPC/N/C/S/00345 | 28500701 | Cutter for Sturt/Mesh pltesfor OMF | 10
1587 | 2026/SPC/N/C/S/00345 | 28500702 | Wire cutter,large/multi. 220mm | 25
1588 | 2026/SPC/N/C/S/00345 | 28500801 | Drill guide 2.4/neutral/loadposi. OMF | 8
1589 | 2026/SPC/N/C/S/00345 | 28500902 | Hold.Forcep w/ ball, 180mmfor OMF. | 8
1590 | 2026/SPC/N/C/S/00345 | 28500903 | Hold.forcep 1.0 to 2.4mm forOMF. | 10
1591 | 2026/SPC/N/C/S/00345 | 28500904 | Reduc.Forc./points,ratchetL180 OMF. | 20
1592 | 2026/SPC/N/C/S/00345 | 28500905 | Reduct. Forcep w/points largeL 200mm OMF | 10
1593 | 2026/SPC/N/C/S/00345 | 28501001 | Handle/Hexa.coupl.large forOMF. | 6
1594 | 2026/SPC/N/C/S/00345 | 28501002 | Handle,small /mini quickLarge for OMF. | 20
1595 | 2026/SPC/N/C/S/00345 | 28501003 | Handle,medium, mini quick forOMF. | 20
1596 | 2026/SPC/N/C/S/00345 | 28501004 | Handle,large, mini quick forOMF. | 20
1597 | 2026/SPC/N/C/S/00345 | 28501005 | Handle,medium,quickcoupl.Large OMF. | 20
1598 | 2026/SPC/N/C/S/00345 | 28501007 | Handle/Hexago.coupl.-smallfor OMF. | 5
1599 | 2026/SPC/N/C/S/00348 | 28100107 | Non stick composite fillingins.set | 400
1600 | 2026/SPC/N/C/S/00348 | 28100209 | Dental Probe, CPITN - E | 300
1601 | 2026/SPC/N/C/S/00348 | 28101701 | Dental Curette Gracey D/E, 1/2 | 50
1602 | 2026/SPC/N/C/S/00348 | 28101702 | Dental Curette Gracey, D/E, 3/4 | 50
1603 | 2026/SPC/N/C/S/00348 | 28101703 | Dental Curette Gracey, D/E, 5/6 | 75
1604 | 2026/SPC/N/C/S/00348 | 28101704 | Dental Curette Gracey, D/E, 7/8 | 60
1605 | 2026/SPC/N/C/S/00348 | 28101705 | Dental Curette Gracey, D/E 9/10 | 50
1606 | 2026/SPC/N/C/S/00348 | 28101706 | Dental Curette Gracey D/E, 11/12 | 40
1607 | 2026/SPC/N/C/S/00348 | 28101707 | Dental Curette Gracey D/E13/14 | 30
1608 | 2026/SPC/N/C/S/00348 | 28101708 | Dental Curette Gracey D/E, 15/16 | 40
1609 | 2026/SPC/N/C/S/00348 | 28101709 | Dental Curette Gracey,dou.end | 40
1610 | 2026/SPC/N/C/S/00348 | 28101802 | Periodontal File, D/E, medium | 30
1611 | 2026/SPC/N/C/S/00348 | 28101803 | Periodontal tweezer straight. | 50
1612 | 2026/SPC/N/C/S/00348 | 28102201 | Electric Pulp Tester,Batteryoperated. | 200
1613 | 2026/SPC/N/C/S/00348 | 28103101 | Pocket marking forcep | 50
1614 | 2026/SPC/N/C/S/00348 | 28103301 | Rubber dam forceps/holder | 30
1615 | 2026/SPC/N/C/S/00348 | 28103302 | Rubber dam frame | 50
1616 | 2026/SPC/N/C/S/00348 | 28103305 | Rubber dam punch | 30
1617 | 2026/SPC/N/C/S/00348 | 28103306 | Rubber dam clamps for molar | 50
1618 | 2026/SPC/N/C/S/00348 | 28103307 | Rubber dam clamps for premoler | 75
1619 | 2026/SPC/N/C/S/00348 | 28103309 | Rubber dam clamps for canines | 50
1620 | 2026/SPC/N/C/S/00348 | 28104001 | DG 16 explora endodonticexplorer | 75
1621 | 2026/SPC/N/C/S/00348 | 28104100 | Dental Contact gauge | 10
1622 | 2026/SPC/N/C/S/00348 | 28104101 | Gutta percha cutter , | 100
1623 | 2026/SPC/N/C/S/00349 | 18400107 | Expansion screw Medium S/S | 3000
1624 | 2026/SPC/N/C/S/00349 | 18400112 | Rapid Palatal Expansion ScrewsW/key,12mm-13mm,SS | 1050
1625 | 2026/SPC/N/C/S/00349 | 18401201 | Ligature wire roll 010. | 225
1626 | 2026/SPC/N/C/S/00349 | 18401502 | Light cure Ortho.Bond.material | 520
1627 | 2026/SPC/N/C/S/00349 | 18401806 | compression Spring(open coil) | 115
1628 | 2026/SPC/N/C/S/00349 | 18402801 | Orthodontic wire s/s hard0.50mm | 13500
1629 | 2026/SPC/N/C/S/00349 | 18402803 | Orthodontic wire S/S hard0.70mm | 44000
1630 | 2026/SPC/N/C/S/00349 | 18403002 | Ball Retainer Clasp, 0.7mm. | 2000
1631 | 2026/SPC/N/C/S/00349 | 18403701 | Thermo insulator paste forsolders. | 60
1632 | 2026/SPC/N/C/S/00349 | 18404104 | Elastomeric Seperators | 500
1633 | 2026/SPC/N/C/S/00350 | 28501101 | Jaw splint,large for OMFSurgery. | 6
1634 | 2026/SPC/N/C/S/00350 | 28501201 | Wire twister, for OMF Surgery. | 75
1635 | 2026/SPC/N/C/S/00350 | 28501202 | Cutting Pliers for Plates andRods, | 15
1636 | 2026/SPC/N/C/S/00350 | 28501204 | Pliers for Screw removal,forOMF. | 20
1637 | 2026/SPC/N/C/S/00350 | 28501205 | Bend.Plier w/nose for TiPlate 2.4 & 2.7 | 10
1638 | 2026/SPC/N/C/S/00350 | 28501206 | Bending Irons for Plates 2.4 pairs for OMF | 10
1639 | 2026/SPC/N/C/S/00350 | 28501302 | 2.4 Thorp with Rasp in pairs OMF | 5
1640 | 2026/SPC/N/C/S/00350 | 28501401 | Wire cut.scissors strai. forOMF. | 40
1641 | 2026/SPC/N/C/S/00350 | 28501701 | Micro Forceps,cvd,0.1mmwidth,110mm | 15
1642 | 2026/SPC/N/C/S/00350 | 28503903 | Osteot.MFS,Obwegeser,8mmblade,220mm | 5
1643 | 2026/SPC/N/C/S/00350 | 28504001 | Pterygo.Osteot.Obweg,adult,11x230mm | 10
1644 | 2026/SPC/N/C/S/00350 | 28504002 | Pteryg.Osteot,Obweges.child,8mmbd,230mm | 10
1645 | 2026/SPC/N/C/S/00350 | 28504101 | RamusS.W.Osteot,Obwegeser,10x215mm | 6
1646 | 2026/SPC/N/C/S/00350 | 28504102 | Ramus S.W.Osteot,Obwegese,20mmblad,215mm | 6
1647 | 2026/SPC/N/C/S/00350 | 28504201 | Maxilla Mobilizer,11mmblade,230mm | 15
1648 | 2026/SPC/N/C/S/00350 | 28504301 | Rhinop.Osteot,Schwenz.cvd/L,7mmx170mm | 10
1649 | 2026/SPC/N/C/S/00350 | 28504302 | Rhinop.Osteot.Schwenz.cvd/R,7x170mm | 10
1650 | 2026/SPC/N/C/S/00350 | 28504303 | Rhinop.Osteotome.Schwenzer.str, 7mmx170mm | 8
1651 | 2026/SPC/N/C/S/00350 | 28504401 | RaspatoryMF,Dingman,doub/end,180mm | 8
1652 | 2026/SPC/N/C/S/00350 | 28504402 | Raspatory,doub end,deepcvd,205mm | 5
1653 | 2026/SPC/N/C/S/00350 | 28504403 | Raspatory,doub/end,slightcvd,205mm | 10
1654 | 2026/SPC/N/C/S/00350 | 28504501 | Scalpel Handlef.MF,angled,145mm | 60
1655 | 2026/SPC/N/C/S/00350 | 28504502 | Scalpel Handlef.MF,straight,145mm | 80
1656 | 2026/SPC/N/C/S/00350 | 28504503 | Scalpel Handlef.MF,straight,160mm | 50
1657 | 2026/SPC/N/C/S/00350 | 28504601 | SurgicalMallet,Hajek,140g,210mm | 12
1658 | 2026/SPC/N/C/S/00350 | 28504701 | InstrumentBox,205mmx105mm,with handle | 20
1659 | 2026/SPC/N/C/S/00350 | 28504801 | Boyle Davis retractor f.cleftpalate | 8
1660 | 2026/SPC/N/C/S/00350 | 28504901 | Fixation set for Subcondyles/ramus f/OMF | 8
1661 | 2026/SPC/N/C/S/00350 | 28505001 | Mini bone plate holding forcep | 25
1662 | 2026/SPC/N/C/S/00350 | 28505002 | Bone holding forcepsStainless steel, small,curved180mm | 20
1663 | 2026/SPC/N/C/S/00350 | 28505003 | Bone holding forceps, s.s, large,straight,180mm | 20
1664 | 2026/SPC/N/C/S/00350 | 28505201 | Trans Buccal trocar system set | 5
1665 | 2026/SPC/N/C/S/00350 | 28505301 | Osteotome Hoke type or similarstraight, 6mm blade, 140mm | 15
1666 | 2026/SPC/N/C/S/00350 | 28505302 | Osteotome Hoke type or similarcurved, 6mm blade, 140mm | 10
1667 | 2026/SPC/N/C/S/00350 | 28505401 | Skin Hook,Vickers type/similar212mm x 14mm, stainless steel | 40
1668 | 2026/SPC/N/C/S/00350 | 28505402 | Skin Hook,Vickers type/similar212mm x 16mm, stainless steel | 30
1669 | 2026/SPC/N/C/S/00350 | 28505403 | Skin Hook, sharp/curved,160mm, stainless steel | 50
1670 | 2026/SPC/N/C/S/00350 | 28505501 | Needle Holder Vascular, withcoated jaws,perfect grip,145mm | 100
1671 | 2026/SPC/N/C/S/00350 | 28505502 | Needle Holder Vascular,175mm | 40
1672 | 2026/SPC/N/C/S/00350 | 28505503 | Micro Needle Holder Vascular,150mm | 30
1673 | 2026/SPC/N/C/S/00350 | 28505701 | Clamp,Obwegeser Ramus typ/smlr wide, right, 200mm | 6
1674 | 2026/SPC/N/C/S/00350 | 28505702 | Clamp,Obwegeser Ramus typ/smlrwide, left, 200mm | 5
1675 | 2026/SPC/N/C/S/00350 | 28505801 | Mandibular Lower Border Rtrctr | 15
1676 | 2026/SPC/N/C/S/00350 | 28505802 | Mandibular Lower Border Splttr | 15
1677 | 2026/SPC/N/C/S/00350 | 28505901 | Retractor, Austin type/similarsmall | 30
1678 | 2026/SPC/N/C/S/00350 | 28505902 | Retractor, Austin type/similarlarge | 15
1679 | 2026/SPC/N/C/S/00350 | 28505903 | Channel Retractor, s/s | 30
1680 | 2026/SPC/N/C/S/00350 | 28505904 | Retractor,Fork Ramus type/smlr | 15
1681 | 2026/SPC/N/C/S/00350 | 28506001 | Mouth Gag, Dingmann type/smlradult | 25
1682 | 2026/SPC/N/C/S/00350 | 28506002 | Mouth Gag, Dingmann type/smlrpaediatric | 25
1683 | 2026/SPC/N/C/S/00350 | 28506003 | Mouth Gag, Doyen,childwith cam grip rack | 10
1684 | 2026/SPC/N/C/S/00350 | 28506004 | Mouth Gag, Doyen,adultwith cam grip rack | 10
1685 | 2026/SPC/N/C/S/00350 | 28506005 | Mouth Gag Fergusson, child | 15
1686 | 2026/SPC/N/C/S/00350 | 28506006 | Mouth Gag Fergusson, adult | 15
1687 | 2026/SPC/N/C/S/00350 | 28506101 | Zygoma Elevator, paediatricRowe type or similar | 10
1688 | 2026/SPC/N/C/S/00350 | 28506102 | Zygoma Elevator, adultRowe type or similar | 10
1689 | 2026/SPC/N/C/S/00350 | 28506201 | Malar Hook,Possvillo type/smlr | 15
1690 | 2026/SPC/N/C/S/00350 | 28506301 | Sagittal Split Separator,curved right | 12
1691 | 2026/SPC/N/C/S/00350 | 28506302 | Sagittal Split Separator,curved left | 15
1692 | 2026/SPC/N/C/S/00352 | 28101106 | Application instrument forGingival Retraction cord | 20
1693 | 2026/SPC/N/C/S/00356 | 13003401 | 5mm Round sponge for vitreo retinal surgery. | 150
1694 | 2026/SPC/N/C/S/00356 | 13003703 | Internal Limiting Membrane Forcep tips size 23G, comp. wGrieshaber type handle | 140
1695 | 2026/SPC/N/C/S/00356 | 13003704 | Internal Limiting Membrane Forcep tips, size 25G,comp. w Grieshaber type handle | 70
1696 | 2026/SPC/N/C/S/00356 | 13003706 | Scissors for vitreoretinal surgery, horizontal, size 25G | 55
1697 | 2026/SPC/N/C/S/00359 | 12704201 | Un cemented total hipReplacement. | 1190
1698 | 2026/SPC/N/C/S/00362 | 13003801 | Soft Tip Cannula,23G | 500
1699 | 2026/SPC/N/C/S/00362 | 13003802 | Soft Tip Cannula(flute needle) size 25G, for retinal surgery | 120
1700 | 2026/SPC/N/C/S/00362 | 13003803 | Flute needle, size 23G, for retinal surgery | 150
1701 | 2026/SPC/N/C/S/00362 | 13003805 | Flute needle, size 25G, for retinal surgery. | 60
1702 | 2026/SPC/N/C/S/00365 | 13000206 | Silicone Implants, 12mm | 50
1703 | 2026/SPC/N/C/S/00365 | 13000207 | Silicone Implants, 13mm | 70
1704 | 2026/SPC/N/C/S/00365 | 13004302 | Scissors VRS,Curved,23G | 400
1705 | 2026/SPC/N/C/S/00365 | 13004304 | Scissors VRS,verticle,23G | 200
1706 | 2026/SPC/N/C/S/00365 | 13004502 | PVA spears | 1300
1707 | 2026/SPC/N/C/S/00365 | 13015302 | Blade Trephine 7.25 mm | 300
1708 | 2026/SPC/N/C/S/00365 | 13015303 | Blade Trephine 7.50 mm | 400
1709 | 2026/SPC/N/C/S/00365 | 13015304 | Blade Trephine 7.75 mm | 300
1710 | 2026/SPC/N/C/S/00365 | 13015305 | Blade Trephine 8.00 mm | 500
1711 | 2026/SPC/N/C/S/00365 | 13015306 | Blade Trephine 8.25 mm, Dispos | 300
1712 | 2026/SPC/N/C/S/00365 | 13015307 | Blade Trephine 8.50 mm | 500
1713 | 2026/SPC/N/C/S/00365 | 13015308 | Blade Trephine 8.75 mm | 280
1714 | 2026/SPC/N/C/S/00365 | 13015309 | Blade Trephine 9.00 mm | 400
1715 | 2026/SPC/N/C/S/00365 | 13015310 | Blade Trephine 9.50 mm | 300
1716 | 2026/SPC/N/C/S/00365 | 13015311 | Blade Trephine 10.00 mm | 300
1717 | 2026/SPC/N/C/S/00365 | 13015312 | Blade Trephine 10.50 mm | 270
1718 | 2026/SPC/N/C/S/00365 | 13015313 | Blade Trephine 11.00 mm | 270
1719 | 2026/SPC/N/C/S/00365 | 13015314 | Blade Trephine 12.00 mm | 150
1720 | 2026/SPC/N/C/S/00365 | 13015315 | Blade Trephine 13.00 mm | 120
1721 | 2026/SPC/N/C/S/00365 | 13015316 | Blade Trephine 14.00 mm, | 100
1722 | 2026/SPC/N/C/S/00371 | 12401000 | Male Condom length160mm-180mm, width-50,nonflavoured | 7000000
1723 | 2026/SPC/N/C/S/00425 | 18601801 | Locking Reconstruction platew/condylar head for mandible3*16 holes, for right | 60
1724 | 2026/SPC/N/C/S/00425 | 18601805 | Locking Reconstruction platew/condylar head for mandible4*18 holes, for left | 50
1725 | 2026/SPC/N/C/S/00425 | 18601806 | Locking Reconstruction platew/condylar head for mandible5*20 holes, for left | 50
1726 | 2026/SPC/N/C/S/00425 | 18601809 | Locking screw,for mandiblereconstruction plate2.4mm dia*12mm length | 275
1727 | 2026/SPC/N/C/S/00425 | 18601815 | Locking screw,for mandiblereconstruction plate3.0mm dia*8mm length | 580
1728 | 2026/SPC/N/C/S/00425 | 18601816 | Locking screw,for mandiblereconstruction plate3.0mm dia*10mm length | 400
1729 | 2026/SPC/N/C/S/00425 | 18601817 | Locking screw,for mandiblereconstruction plate3.0mm dia*12mm length | 75
1730 | 2026/SPC/N/C/S/00425 | 18601818 | Locking screw,for mandiblereconstruction plate3.0mm dia*14mm length | 35
1731 | 2026/SPC/N/C/S/00425 | 18601829 | compatible screws for temporo-mandibular recon.plate,2.5mm dia, | 200
1732 | 2026/SPC/N/C/S/00422 | 18506802 | Posted Arch Wires, Lower,size .019" x .025", 26mm,s/s | 1950
1733 | 2026/SPC/N/C/S/00422 | 18506803 | Posted Arch Wires, Lower,size .019" x .025", 28mm,s/s | 1950
1734 | 2026/SPC/N/C/S/00421 | 18500114 | Pre. Arch Wires Prog.Upper, .016"x .022", Ni. Ti. | 8250
1735 | 2026/SPC/N/C/S/00421 | 18500115 | Pre. Arch Wires Prog.Upper, .017"x .025", Ni. Ti. | 6900
1736 | 2026/SPC/N/C/S/00421 | 18500228 | Pre.Arch Wires Prog,Low .017"x .025''' Ni. Ti | 6500
1737 | 2026/SPC/N/C/S/00421 | 18500231 | Pre. Arch Wires Prog. Low016"x.022" S/S | 5000
1738 | 2026/SPC/N/C/S/00421 | 18500232 | Pre. Arch Wires Prog. Low016", S/S | 4400
1739 | 2026/SPC/N/C/S/00421 | 18500233 | Pre. Arch Wires Prog. Low,0.018"x.025" ,S/S | 5800
1740 | 2026/SPC/N/C/S/00421 | 18500234 | Pre. Arch Wires Prog. Uprever.curve, .016"x.022",Ni,Ti | 3000
1741 | 2026/SPC/N/C/S/00421 | 18500235 | Pre. Arch Wires Prog. Low.rever.curve, .016"x.022",Ni,Ti | 3250
1742 | 2026/SPC/N/C/S/00421 | 18500236 | Pre. Arch Wires Prog.Up.,.016"x.022",Beta.Ti/Ti Mo Alloy | 3500
1743 | 2026/SPC/N/C/S/00421 | 18500237 | Pre. Arch Wires Prog.Low,.016"x.022",Beta.Ti/Ti Mo Alloy | 3300
1744 | 2026/SPC/N/C/S/00421 | 18500240 | Pre. Arch Wires Prog.Up,.018"x.025",s/s | 6000
1745 | 2026/SPC/N/C/S/00421 | 18500244 | Pre. Arch Wires Prog.,Upper, size .016"x.022",s/s | 5400
1746 | 2026/SPC/N/C/S/00421 | 18500246 | Pre. Arch Wires Prog.,Lower, size .019"x.025",Ni,Ti | 4500
1747 | 2026/SPC/N/C/S/00421 | 18500247 | Pre. Arch Wires Prog.,Upper, size .019"x.025",Ni,Ti | 4600
1748 | 2026/SPC/N/C/S/00421 | 18500263 | Preformed Arch Wire Prog.upper.017" x .025" SS | 5700
1749 | 2026/SPC/N/C/S/00421 | 18503901 | Ar.Wi.Co-axi.Mul.Str..0175"S/S | 1700
1750 | 2026/SPC/N/C/S/00421 | 18504004 | Arch Wire, co - axial, multistrand, straight, 0195",380mm,SS | 360
1751 | 2026/SPC/N/C/S/00421 | 18506702 | Posted Arch Wires, Upper,size .019" x .025", 38mm,s/s | 3325
1752 | 2026/SPC/N/C/S/00421 | 18506707 | Posted Arch WireLo.019"x.025",22mm | 1750
1753 | 2026/SPC/N/C/S/00421 | 18506708 | Posted Arch Wires, Upper,size .019" x .025", 34mm,s/s | 1950
1754 | 2026/SPC/N/C/S/00421 | 18506709 | Post. Ar. Wi. Lo. .017" x .02522mm S/ S | 1250
1755 | 2026/SPC/N/C/S/00421 | 18506710 | Post. Ar. Wi. Lo. .017" x .02524mm S/ S | 1250
1756 | 2026/SPC/N/C/S/00421 | 18506711 | Post. Ar. Wi. Lo. .017" x .02526mm S/ S | 1900
1757 | 2026/SPC/N/C/S/00421 | 18506712 | Post. Ar. Wi. Lo. .017" x .02528mm S/ S | 2000
1758 | 2026/SPC/N/C/S/00421 | 18506713 | Post. Ar. Wi. Up. .017" x .02534mm S/ S | 2000
1759 | 2026/SPC/N/C/S/00421 | 18506714 | Post. Ar. Wi. Up. .017" x .02538mm S/ S | 1450
1760 | 2026/SPC/N/C/S/00421 | 18506715 | Post. Ar. Wi. Up. .017" x .02540mm S/ S | 1250
1761 | 2026/SPC/N/C/S/00421 | 18506716 | Posted Arch Wires, Upper, size .019" x .025", 40mm,s/s | 1800
1762 | 2026/SPC/N/C/S/00421 | 18506717 | posted Arch wire,upper.019" x .025" ,length 36mm,SS | 1500
1763 | 2026/SPC/N/C/S/00421 | 18506801 | Posted Arch Wires, Lower, size .019" x .025", 24mm,s/s | 1900
1764 | 2026/SPC/N/C/S/00421 | 18507101 | Arch Wire, straight,size .035", 380mm length,s/s | 1100
1765 | 2026/SPC/N/C/S/00421 | 18507501 | 2nd Molar Bands,0.022,lower left,Kit of 300 bands | 200
1766 | 2026/SPC/N/C/S/00421 | 18507502 | 2nd Molar Bands,0.022,lower right, Kit of 300 bands | 200
1767 | 2026/SPC/N/C/S/00421 | 18507503 | 2nd Molar Bands,0.022,Upper left, Kit of 300 bands | 200
1768 | 2026/SPC/N/C/S/00421 | 18507504 | 2nd Molar Bands,0.022,Upper right, Kit of 300 bands | 200
1769 | 2026/SPC/N/C/S/00419 | 20400307 | Needle Holder Baumgartner 20cm | 50
1770 | 2026/SPC/N/C/S/00419 | 20511203 | Retractor Meyerding-large. | 5
1771 | 2026/SPC/N/C/S/00416 | 18400110 | Rapid Palatal Expansion ScrewsW/key,8mm-9mm,SS | 600
1772 | 2026/SPC/N/C/S/00416 | 18400111 | Rapid Palatal Expansion ScrewsW/key,10mm-11mm,SS | 400
1773 | 2026/SPC/N/C/S/00416 | 18400502 | Power chain with shortconnector, metalic gray | 950
1774 | 2026/SPC/N/C/S/00416 | 18400601 | Extra oral elastics Light(225g),6.4mm | 2350
1775 | 2026/SPC/N/C/S/00416 | 18400602 | Extra oral elastics Light(225g) 8mm | 2500
1776 | 2026/SPC/N/C/S/00416 | 18400708 | Intra oral elastics,medium(125g)8mm | 3600
1777 | 2026/SPC/N/C/S/00416 | 18400716 | Intra oral elastic Medium(125g)6.4mm | 3000
1778 | 2026/SPC/N/C/S/00416 | 18400901 | Face bow 2 short outerbows,45mm. | 80
1779 | 2026/SPC/N/C/S/00416 | 18400902 | Face bow 1 short outerbow,45mm | 80
1780 | 2026/SPC/N/C/S/00416 | 18400906 | Face bow 3 short outerbows,45mm | 80
1781 | 2026/SPC/N/C/S/00416 | 18401003 | Headgear, Reverse Pull | 850
1782 | 2026/SPC/N/C/S/00416 | 18401006 | Headgear High pull, withsafety module | 120
1783 | 2026/SPC/N/C/S/00416 | 18401105 | Crimpable Arch Hooks | 425
1784 | 2026/SPC/N/C/S/00416 | 18401202 | Preformed Ligatures short | 48000
1785 | 2026/SPC/N/C/S/00416 | 18401303 | Lingual buttons (direct bond)Flat | 600
1786 | 2026/SPC/N/C/S/00416 | 18401402 | Interproximal Stripping Disc22mm,single | 450
1787 | 2026/SPC/N/C/S/00416 | 18401403 | Inter proximal Stripping Disc,22mm,flexible,diamond, double | 250
1788 | 2026/SPC/N/C/S/00416 | 18401805 | Niti extension spring (closedcoil) | 680
1789 | 2026/SPC/N/C/S/00416 | 18402203 | S/S Tubing Hard, | 160
1790 | 2026/SPC/N/C/S/00416 | 18403001 | AcetateTracing Paper Book | 140
1791 | 2026/SPC/N/C/S/00416 | 18403601 | Abrasive Strips, Singlesided,4mm | 650
1792 | 2026/SPC/N/C/S/00416 | 18403602 | Abrasive Strips metal,4mmdouble sided | 250
1793 | 2026/SPC/N/C/S/00416 | 18403801 | Marking Pencil,White. | 200
1794 | 2026/SPC/N/C/S/00416 | 18404001 | Stone Grinding Burs | 100
1795 | 2026/SPC/N/C/S/00416 | 18404205 | Protection Wax - White. | 8000
1796 | 2026/SPC/N/C/S/00416 | 18404401 | Model Gloss for plasterdemonstration | 7400
1797 | 2026/SPC/N/C/S/00416 | 18404601 | Mushroom Head orthodontic,size 7mm.,Ti | 1000
1798 | 2026/SPC/N/C/S/00416 | 18404602 | Mushroom Head orthodontic.,size 8 mm,Ti | 1100
1799 | 2026/SPC/N/C/S/00416 | 18404701 | Bracket Head orthodontic,size 7,Ti | 500
1800 | 2026/SPC/N/C/S/00416 | 18404702 | Bracket Head orthodontic,size 8 mm,Ti | 500
1801 | 2026/SPC/N/C/S/00416 | 18404801 | Temporary anchorage deviceScrews,8mmx2mm | 400
1802 | 2026/SPC/N/C/S/00415 | 18101604 | Tungsten Carbide Bur,small,for High speed hand piece | 500
1803 | 2026/SPC/N/C/S/00415 | 18101605 | Tungsten Carbide Burs,largefor High speed hand piece | 450
1804 | 2026/SPC/N/C/S/00415 | 18103001 | Dental Crowns, forPaedodontic use S/S | 200
1805 | 2026/SPC/N/C/S/00415 | 18103112 | Root Canal Hand K Files,ISO size 15- 40,31 mm | 1100
1806 | 2026/SPC/N/C/S/00415 | 18104202 | Endodontic Hand Files Ni -Ti,assorted,21mm | 2600
1807 | 2026/SPC/N/C/S/00415 | 18104204 | Endodontic Rotary Files,progressive taper,assorted, | 1000
1808 | 2026/SPC/N/C/S/00415 | 18104205 | Endodontic Hand Files,Ni-Tiprogres.taper,assort.25mm | 900
1809 | 2026/SPC/N/C/S/00415 | 18106001 | Antibiotic Corticosteroid Paste for endodontic use | 250
1810 | 2026/SPC/N/C/S/00414 | 20900500 | Forceps h/rectomy Gwilliam1x2 str.200mm | 75
1811 | 2026/SPC/N/C/S/00414 | 20900501 | Forceps h/rectomy Gwilliam1x2 cvd.200mm | 70
1812 | 2026/SPC/N/C/S/00414 | 20902801 | Parametrium Clamp Burke 1x2,long jaw | 10
1813 | 2026/SPC/N/C/S/00414 | 20902802 | Parametrium Clamp Burke 1x2,short jaw | 10
1814 | 2026/SPC/N/C/S/00414 | 20902901 | Vaginismus Dilator Sims set 6sizes | 20
1815 | 2026/SPC/N/C/S/00414 | 20903101 | Hyst. Forcep Heaney cvd. 1x1205mm | 10
1816 | 2026/SPC/N/C/S/00414 | 20903102 | Hyst. Forcep Heaney cvd. 2x2245mm | 10
1817 | 2026/SPC/N/C/S/00414 | 20903502 | Ureteral Tunnel Clamp cvd.235mm | 5
1818 | 2026/SPC/N/C/S/00414 | 20905001 | Suction Head for VaccumExtraction | 30
1819 | 2026/SPC/N/C/S/00411 | 18000105 | Gutta percha solvent | 750
1820 | 2026/SPC/N/C/S/00411 | 18001006 | Zinc Oxide - Euginol impress.Paste | 350
1821 | 2026/SPC/N/C/S/00411 | 18001105 | Add.Curing Putty | 180
1822 | 2026/SPC/N/C/S/00411 | 18001109 | Luting material dual cure | 160
1823 | 2026/SPC/N/C/S/00411 | 18001404 | 10 - 20 % Carbomide PeroxideBleaching Gel | 450
1824 | 2026/SPC/N/C/S/00411 | 18002402 | Gingival Retraction Cord,size 0. | 350
1825 | 2026/SPC/N/C/S/00411 | 18002610 | Soft liner-Tissue conditioner | 200
1826 | 2026/SPC/N/C/S/00411 | 18003401 | Addition Curing Silicon Mate.Light body. | 175
1827 | 2026/SPC/N/C/S/00411 | 18003402 | Addition Curing Silicon Mate.Medium body. | 120
1828 | 2026/SPC/N/C/S/00411 | 18004501 | Rubber Dam f/ Dental use | 400
1829 | 2026/SPC/N/C/S/00408 | 20502509 | Retractor Langenbeck40x11mm,21cm | 85
1830 | 2026/SPC/N/C/S/00408 | 20504601 | Love nerve root Retractor,21cm | 35
1831 | 2026/SPC/N/C/S/00408 | 20504602 | Love nerve root Retract.18cm45deg. | 15
1832 | 2026/SPC/N/C/S/00408 | 20504701 | Micro Lumber disec. Retractor75mm | 6
1833 | 2026/SPC/N/C/S/00408 | 20508003 | Retractor,Weitlaner,s/r,2/3teeth, 105mm | 15
1834 | 2026/SPC/N/C/S/00408 | 20510601 | Sternal Retractor, Internalmammary | 3
1835 | 2026/SPC/N/C/S/00408 | 20510901 | Retractor, Ross16x15mm | 5
1836 | 2026/SPC/N/C/S/00408 | 20511300 | Skin Retractor 16.25cm DoubleHook | 20
1837 | 2026/SPC/N/C/S/00405 | 21600816 | Micro vascular clampscontainer s/s | 20
1838 | 2026/SPC/N/C/S/00405 | 21600903 | LCP instrument set, f/micro hand plating | 2
1839 | 2026/SPC/N/C/S/00405 | 21600906 | Electric/Battery,Micro/MiniDrill set,pen type | 5
1840 | 2026/SPC/N/C/S/00405 | 21600907 | Electric/Battery Micro/MiniDrill set,pistol type | 6
1841 | 2026/SPC/N/C/S/00405 | 21601001 | Instrument container,with 2 sillicone mats,s/s | 30
1842 | 2026/SPC/N/C/S/00405 | 21601102 | Micro vascular vessel dialator0.1mm,strt,110mm | 3
1843 | 2026/SPC/N/C/S/00405 | 21601103 | Micro vascular vessel dialator0.3mm,ang.110mm | 3
1844 | 2026/SPC/N/C/S/00405 | 21601106 | Micro Vascular Vessel Dilatorw/0.1mm tip,cvd,110mm,SS | 15
1845 | 2026/SPC/N/C/S/00405 | 21601301 | Koshima Micro Scissors, Curvedvannas,cutting,15cm | 20
1846 | 2026/SPC/N/C/S/00405 | 21601401 | Koshima Micro forceps 11cm | 3
1847 | 2026/SPC/N/C/S/00405 | 21602101 | Mini external fixtator forsmall bones of hand | 7
1848 | 2026/SPC/N/C/S/00405 | 21602102 | mini external fixtator ,varyangled for hand bones | 25
1849 | 2026/SPC/N/C/S/00405 | 21602201 | Mini external distractor syst.for small bone of hand | 25
1850 | 2026/SPC/N/C/S/00404 | 21600502 | Dermatome w/mesher copm.set10 tray,100blades | 6
1851 | 2026/SPC/N/C/S/00404 | 21600602 | Scalpel handle,Beaver,s/s | 5
1852 | 2026/SPC/N/C/S/00404 | 21600603 | Scalpel handle,Beaver,s/s | 15
1853 | 2026/SPC/N/C/S/00404 | 21600701 | Mouth Gag,Cleft Plate repaircomplete set,s/s | 3
1854 | 2026/SPC/N/C/S/00404 | 21600801 | Micro vascular clampsingle,Acland 2A | 20
1855 | 2026/SPC/N/C/S/00404 | 21600802 | Micro vascular clampsingle,Acland 3A | 20
1856 | 2026/SPC/N/C/S/00404 | 21600803 | Micro vascular clamp,single,Acland 4A, | 30
1857 | 2026/SPC/N/C/S/00404 | 21600804 | Micro vascular clamp,single,Acland 5A, | 30
1858 | 2026/SPC/N/C/S/00404 | 21600805 | Micro vascular clamp,slipperyarteries,single,Acland,2V | 25
1859 | 2026/SPC/N/C/S/00404 | 21600806 | Micro vascular clamp,slipperyarteries,single,Acland,3V | 25
1860 | 2026/SPC/N/C/S/00404 | 21600807 | Micro vascular clamp,slipperyarteries,single,Acland,4V | 20
1861 | 2026/SPC/N/C/S/00404 | 21600808 | Micro vascular clamp,slipperyarteries,single,Acland,5V | 20
1862 | 2026/SPC/N/C/S/00404 | 21600809 | Micro vascular clamp,double,Acland 2A type or similar | 25
1863 | 2026/SPC/N/C/S/00404 | 21600810 | Micro vascular clamp,double,Acland 3A type similar | 30
1864 | 2026/SPC/N/C/S/00404 | 21600811 | Micro vascular clamp,double,Acland 4A | 25
1865 | 2026/SPC/N/C/S/00404 | 21600812 | Micro vascular clamp,slipperyarteries,double,Acland,2V | 20
1866 | 2026/SPC/N/C/S/00404 | 21600813 | Micro vascular clamp,slipperyarteries,double,Acland,3V | 20
1867 | 2026/SPC/N/C/S/00404 | 21600814 | Micro vascular clamp,slipperyarteries,double,Acland,4V | 20
1868 | 2026/SPC/N/C/S/00404 | 21600815 | Micro vascular clampapplying forcep,w/o lock | 25
1869 | 2026/SPC/N/C/S/00403 | 20800501 | Bensaude Protoscope18.75cmx17mm | 27
1870 | 2026/SPC/N/C/S/00403 | 20800502 | Rectal Speculum, Bensaude 23mm lumen,185mm | 25
1871 | 2026/SPC/N/C/S/00403 | 20800603 | LLOYD-DAVIS Rect Bio forcep34.5cm | 12
1872 | 2026/SPC/N/C/S/00401 | 20201301 | Forceps dissect Semken,120mm | 50
1873 | 2026/SPC/N/C/S/00401 | 20201303 | Forceps dissect SemkenDeli.1x2T 15cm | 50
1874 | 2026/SPC/N/C/S/00401 | 20201304 | Forceps tissue Semken155mm,Jaw 1.5mm | 30
1875 | 2026/SPC/N/C/S/00401 | 20201402 | Forceps Adson-Microtissubiemer 1x2T12cm | 30
1876 | 2026/SPC/N/C/S/00401 | 20201501 | Forceps dissecting TC TumbObwegeser 18cm | 15
1877 | 2026/SPC/N/C/S/00401 | 20201705 | Forceps dissectstandard,str,150mm | 100
1878 | 2026/SPC/N/C/S/00401 | 20304303 | Scissors VascularDiethrich,v.delic,60ang | 24
1879 | 2026/SPC/N/C/S/00401 | 20304305 | Scissors VascularDiethrich,v.del120/125 | 8
1880 | 2026/SPC/N/C/S/00401 | 20607004 | Dissector Dennis Brown curved. | 25
1881 | 2026/SPC/N/C/S/00399 | 13700701 | Guidewire extra-stiff, 0.035",260cm,PTFE, ang/J tip | 430
1882 | 2026/SPC/N/C/S/00399 | 13700702 | Guidewire extra-stiff, 0.035", 180cm,PTFE, ang/J tip | 1000
1883 | 2026/SPC/N/C/S/00397 | 21501201 | Surgical Gonio knife,s/s | 7
1884 | 2026/SPC/N/C/S/00393 | 20100102 | Forceps artery CrilleCollerdeli. cvd. 16cm | 200
1885 | 2026/SPC/N/C/S/00393 | 20100401 | Forceps Hslsted-Mosquitodeli. cvd. 120mm | 1000
1886 | 2026/SPC/N/C/S/00393 | 20100450 | Forceps artery BabyMosq.,cvd,fine,90mm | 1500
1887 | 2026/SPC/N/C/S/00393 | 20100452 | Forceps artery BabyMosq,str,fine,90mm | 800
1888 | 2026/SPC/N/C/S/00393 | 20100453 | Forceps artery BabyMosq.deli,str,100mm | 600
1889 | 2026/SPC/N/C/S/00393 | 20100454 | Forceps artery Baby MosqHartmann 10cm | 400
1890 | 2026/SPC/N/C/S/00393 | 20100501 | Forceps artery Halsted deli.18.5cm | 250
1891 | 2026/SPC/N/C/S/00393 | 20100820 | Forceps Baby Mosq S.Wells.str.10cm | 400
1892 | 2026/SPC/N/C/S/00393 | 20101502 | Forceps artery Haem Robertscvd 19.5cm | 350
1893 | 2026/SPC/N/C/S/00393 | 20101602 | Forceps Pean-Haemostatic str22.5cm | 50
1894 | 2026/SPC/N/C/S/00393 | 20101701 | Forceps artery Baby-Mixtercurved 140mm | 300
1895 | 2026/SPC/N/C/S/00393 | 20101702 | Forceps artery Baby-Mixterarte 180mm | 150
1896 | 2026/SPC/N/C/S/00393 | 20101703 | Forceps artery Haem Mixter,cvd, 220mm | 75
1897 | 2026/SPC/N/C/S/00393 | 20102001 | Forceps artery Muller micro160mm | 80
1898 | 2026/SPC/N/C/S/00393 | 20102403 | Forceps Micro Adsonhaemostatic 140mm | 80
1899 | 2026/SPC/N/C/S/00393 | 20102404 | Forceps Adson Tissue 1x2T,18cm | 300
1900 | 2026/SPC/N/C/S/00393 | 20103201 | Forceps artery HaemKantrowz,ang,240mm | 80
1901 | 2026/SPC/N/C/S/00393 | 20200203 | Forceps dissectingMacIndoe,s/j.150mm | 300
1902 | 2026/SPC/N/C/S/00390 | 15500001 | Modul Trans Femoral Alignment,Adult | 220
1903 | 2026/SPC/N/C/S/00390 | 15500002 | Modul Trans Femoral Alignment,Child | 50
1904 | 2026/SPC/N/C/S/00390 | 15500707 | Prosthetic Foot, Flat, left,size 24 cm, (SYME) | 20
1905 | 2026/SPC/N/C/S/00390 | 15501007 | Prosthetic Foot, Flat, right,size 23cm, (SACH) | 90
1906 | 2026/SPC/N/C/S/00390 | 15501008 | Prosthetic Foot, Flat, right,size 24cm, (SACH) | 80
1907 | 2026/SPC/N/C/S/00390 | 15501010 | Prosthetic Foot, Flat, right,size 26cm, (SACH) | 35
1908 | 2026/SPC/N/C/S/00390 | 15501701 | Prosthetic Hand, for man, left | 12
1909 | 2026/SPC/N/C/S/00390 | 15501702 | Prosthetic Hand, for man,right | 40
1910 | 2026/SPC/N/C/S/00390 | 15501801 | Prosthetic Hand,left,f/ women/child | 10
1911 | 2026/SPC/N/C/S/00390 | 15510001 | Surform Blade, half round, Stanley type,250mm | 145
1912 | 2026/SPC/N/C/S/00390 | 15510202 | EVA Brown Sheet,size 90cm x105cm,4mm thickness | 250
1913 | 2026/SPC/N/C/S/00390 | 15510301 | EVA Black Sheet,size 90cm x105cm,8mm thickness | 230
1914 | 2026/SPC/N/C/S/00390 | 15510401 | Polypropylene Sheet,White, size 3mm | 30
1915 | 2026/SPC/N/C/S/00390 | 15510402 | Polypropylene Sheet,White, size 4mm | 70
1916 | 2026/SPC/N/C/S/00390 | 15510501 | Polypropylene Sheet,Olive,size 3mm | 100
1917 | 2026/SPC/N/C/S/00390 | 15510502 | Polypropylene Sheet,Olive, size 4mm | 70
1918 | 2026/SPC/N/C/S/00390 | 15510503 | Polypropylene Sheet,Olive, size 5mm | 100
1919 | 2026/SPC/N/C/S/00390 | 15510801 | Plaster of Paris Powder f/ Prosthetics & Orthotics | 700
1920 | 2026/SPC/N/C/S/00389 | 13714300 | TIPS Endoprosthesis-LiverStent, Viatorr | 25
1921 | 2026/SPC/N/C/S/00389 | 13714502 | Inferior Vena Cava filter retrieval kit | 150
1922 | 2026/SPC/N/C/S/00389 | 13714701 | Percuta Arterial PunctureSite closing device, 8Fr | 55
1923 | 2026/SPC/N/C/S/00389 | 13716102 | Nephrostomy Drainage Setcathr 6Fr x 30cm | 150
1924 | 2026/SPC/N/C/S/00389 | 13717001 | Covered stent, ball.mount. 5mmx 3.7cm , 0.035" dia. g . wire | 40
1925 | 2026/SPC/N/C/S/00389 | 13717002 | Covered stent, ball.mount.5mm x 0.7cm , 0.035" dia. g . wir | 20
1926 | 2026/SPC/N/C/S/00389 | 13717003 | Covered stent, ball.mount.6mmx 2.7cm , 0.035" dia. g . wire | 30
1927 | 2026/SPC/N/C/S/00389 | 13717004 | Covered stent, ball.mount.6mm x 3.7cm , 0.035" dia. g . wir | 45
1928 | 2026/SPC/N/C/S/00389 | 13717005 | Covered stent, ball.mount.6mm x 5.7cm , 0.035" dia. g . wir | 40
1929 | 2026/SPC/N/C/S/00389 | 13717006 | Covered stent, ball.mount.8mm x 2.7cm , 0.035" dia. g . wir | 40
1930 | 2026/SPC/N/C/S/00389 | 13717007 | Covered stent, ball.mount.8mm x 3.7cm , 0.035" dia. g . wir | 45
1931 | 2026/SPC/N/C/S/00389 | 13717008 | Covered stent, ball.mount.8mm x 5.7cm , 0.035" dia. g .wire | 45
1932 | 2026/SPC/N/C/S/00389 | 13717009 | Covered stent, ball.mount.9mm x 5.7cm , 0.035" dia. g .wire | 45
1933 | 2026/SPC/N/C/S/00389 | 13717010 | Covered stent, ball.mount.9mm x 5.7cm , 0.035" dia. g .wire | 45
1934 | 2026/SPC/N/C/S/00389 | 13717011 | Covered stent, ball.mount.10mm x 3.7cm , 0.035" dia. g .wire | 45
1935 | 2026/SPC/N/C/S/00389 | 13734202 | Uncovered Stent, self - expand 5mmx4cm , 0.035" dia. g. wire | 50
1936 | 2026/SPC/N/C/S/00389 | 13734203 | Uncovered Stent, self - expand 5mmx8cm , 0.035" dia. g. wire | 50
1937 | 2026/SPC/N/C/S/00389 | 13734204 | Uncovered Stent, self - expand 6mmx4cm , 0.035" dia. g. wire | 30
1938 | 2026/SPC/N/C/S/00389 | 13734205 | Uncovered Stent, self - expand 6mmx8cm , 0.035" dia. g. wire | 50
1939 | 2026/SPC/N/C/S/00389 | 13734206 | Uncovered Stent, ball. mount 4mmx2cm 0.018"dia. g. wire | 30
1940 | 2026/SPC/N/C/S/00389 | 13734207 | Uncovered Stent, ball. mount5mmx2cm , 0.018" dia. g. wire | 30
1941 | 2026/SPC/N/C/S/00389 | 13750001 | Access Port System 6.5F | 40
1942 | 2026/SPC/N/C/S/00389 | 13750003 | Access Port System 6F | 40
1943 | 2026/SPC/N/C/S/00389 | 13770001 | Ethiodized oil 10ml w/N-butyl Cyno. glue 1ml vial | 400
1944 | 2026/SPC/N/C/S/00378 | 13590001 | Angiographic syring10cc-12cc | 32000
1945 | 2026/SPC/N/C/S/00377 | 21402204 | Air Drill for Neuro Surgical Procedures w/all access. | 25
1946 | 2026/SPC/N/C/S/00377 | 21402301 | Instru. Set f. cranialrepair/closure | 12
1947 | 2026/SPC/N/C/S/00377 | 21402305 | Instrument Set for Cranioplasty mesh fixing. | 15
1948 | 2026/SPC/N/C/S/00377 | 21402401 | InstrU. Set f. microcervi.desec. Caspar | 15
1949 | 2026/SPC/N/C/S/00377 | 21402501 | Instrument Set f. microlumbar desectomy | 8
1950 | 2026/SPC/N/C/S/00377 | 21402502 | Micro Neurosurgery instrument | 8
1951 | 2026/SPC/N/C/S/00376 | 21402202 | Electric Drill f/ NeuroSurgery | 25
1952 | 2026/SPC/N/C/S/00370 | 21300001 | Hardy Curettes 4mm/260mm | 7
1953 | 2026/SPC/N/C/S/00370 | 21300002 | Hardy Curettes 6mm/260mm | 6
1954 | 2026/SPC/N/C/S/00370 | 21300101 | Hardy Implant Forks | 4
1955 | 2026/SPC/N/C/S/00370 | 21300301 | Yasargil Biopsy Rongeur3.5/190mm | 12
1956 | 2026/SPC/N/C/S/00370 | 21300302 | Trotter Bone Rongeur 205mm | 7
1957 | 2026/SPC/N/C/S/00370 | 21300401 | Ventricular Cannula,Cushing-Cairns 95mm | 6
1958 | 2026/SPC/N/C/S/00370 | 21300403 | Ventricular cannula Dandy | 9
1959 | 2026/SPC/N/C/S/00370 | 21301501 | Removing Forcep bayonet 210mm | 6
1960 | 2026/SPC/N/C/S/00370 | 21301503 | Set of Apply. & Remov. forcepincluding tray. | 6
1961 | 2026/SPC/N/C/S/00370 | 21301504 | Set of Apply. & Remov. Forcepincluding clips. | 6
1962 | 2026/SPC/N/C/S/00370 | 21301801 | Osteotome, Lexer, straight,15mm | 12
1963 | 2026/SPC/N/C/S/00370 | 21302202 | Pituitary Curette, Vertical,Ray 180mm | 6
1964 | 2026/SPC/N/C/S/00370 | 21302204 | Pituitary Curette malleableNicola 260mm | 7
1965 | 2026/SPC/N/C/S/00370 | 21302206 | Pituitary Curette,Horizontal, Ray 180mm | 5
1966 | 2026/SPC/N/C/S/00370 | 21303202 | Bipolar Coagulation Cable,3.0m | 120
1967 | 2026/SPC/N/C/S/00370 | 21303408 | Micro Dissector, curved,bayo. shaped, 1.0mm tip, 210mm | 15
1968 | 2026/SPC/N/C/S/00370 | 21303409 | Micro Dissector, curved,byo. 1.5mm tip,210mm | 10
1969 | 2026/SPC/N/C/S/00370 | 21303410 | Micro Dissector, curved,bayo. 2.0mm tip,210mm | 10
1970 | 2026/SPC/N/C/S/00370 | 21303411 | Forceps Micro, curved,bayo. 1.5mm tip, 210mm | 9
1971 | 2026/SPC/N/C/S/00370 | 21303412 | Forceps Micro, straight, bayo.1.5mm tip, 210mm | 16
1972 | 2026/SPC/N/C/S/00370 | 21303600 | Forcep Micro Yasarg. 0.6mmbayonet 220mm | 8
1973 | 2026/SPC/N/C/S/00370 | 21303601 | Forcep Micro Yasarg. 3mmbayonet 220mm | 9
1974 | 2026/SPC/N/C/S/00370 | 21303602 | Forcep Micro Yasarg. 5mmbayonet 220mm | 4
1975 | 2026/SPC/N/C/S/00370 | 21304305 | Suction tube, Frazier,2mm/185mm | 90
1976 | 2026/SPC/N/C/S/00370 | 21304306 | Suction tube, Frazier,3mm/180mm | 60
1977 | 2026/SPC/N/C/S/00370 | 21304307 | Suction tube, Frazier,4mm/180mm | 55
1978 | 2026/SPC/N/C/S/00370 | 21304308 | Suction tube, Frazier,5mm/180mm | 40
1979 | 2026/SPC/N/C/S/00370 | 21305901 | Brain Spatula Aachen16mm&17mm 200mm | 7
1980 | 2026/SPC/N/C/S/00370 | 21305902 | Brain Spatula Aachen 7mm&8mm200mm | 8
1981 | 2026/SPC/N/C/S/00370 | 21305903 | Brain Spatula 11mm&13mm 180mm | 19
1982 | 2026/SPC/N/C/S/00370 | 21305904 | Brain Spatula 15mm&18mm 180mm | 18
1983 | 2026/SPC/N/C/S/00370 | 21305905 | Brain Spatula 18mm&22mm 180mm | 24
1984 | 2026/SPC/N/C/S/00370 | 21305906 | Brain Spatula 7mm&9mm 180mm | 12
1985 | 2026/SPC/N/C/S/00370 | 21306510 | cutting loop straight 24 fr | 10
1986 | 2026/SPC/N/C/S/00370 | 21306701 | Casper retractor f.cer. spinesys. | 10
1987 | 2026/SPC/N/C/S/00370 | 21307301 | Bipo.Coagu.Frp. bayonetstr.tip0.5/165mm | 80
1988 | 2026/SPC/N/C/S/00370 | 21307401 | Bipo.Coagu.Frp. bayonetstr.tip 1 /165mm | 60
1989 | 2026/SPC/N/C/S/00370 | 21307402 | Bipo.Coagu.Frp. bayonetstr.tip 1/220mm | 80
1990 | 2026/SPC/N/C/S/00370 | 21307501 | Bipo.Coagu.Frp. bayonetstr.tip 2/165mm | 60
1991 | 2026/SPC/N/C/S/00370 | 21307502 | Bipo.Coagu.Frp. bayonetstr.tip 2/220mm | 70
1992 | 2026/SPC/N/C/S/00370 | 21307600 | Bone Punch Kerrison 130 deg.1mmx8mm jaw | 50
1993 | 2026/SPC/N/C/S/00370 | 21307601 | Bone Punch Kerrison 130 deg.2mmx9mm jaw | 70
1994 | 2026/SPC/N/C/S/00370 | 21307602 | Bone Punch Kerrison 130 deg.3mmx10mmjaw | 55
1995 | 2026/SPC/N/C/S/00370 | 21307603 | Bone Punch Kerrison 130deg.4mmx12mm jaw | 45
1996 | 2026/SPC/N/C/S/00370 | 21307604 | Bone Punch Kerrison 130deg.5mmx12mm jaw | 35
1997 | 2026/SPC/N/C/S/00370 | 21307605 | Bone Punch Kerrison 130 deg5mmx12mm,230mm | 20
1998 | 2026/SPC/N/C/S/00370 | 21307803 | Bone Rongeur, Northfield str210mm | 15
1999 | 2026/SPC/N/C/S/00370 | 21307804 | Bone Rongeur, Pennybackerstr. 200mm | 15
2000 | 2026/SPC/N/C/S/00370 | 21307901 | Grasp.Forcep, 1mm-5mm ring,200 mm length. | 11
2001 | 2026/SPC/N/C/S/00370 | 21308001 | Gras. Forcep cvd. smoothjaws,1-5mm dia.ring,180mm | 7
2002 | 2026/SPC/N/C/S/00370 | 21308002 | Gras. Forcep extralarge5mm-10mm jaw,145mm | 5
2003 | 2026/SPC/N/C/S/00370 | 21308003 | Gras. Forcep str. smooth jaws1-5mm jaw,180mm | 9
2004 | 2026/SPC/N/C/S/00370 | 21308301 | Pitutary Rongeur straight,Cushing 180mm | 25
2005 | 2026/SPC/N/C/S/00370 | 21308302 | Pitutary Rongeur straight,Cushing 180mm | 24
2006 | 2026/SPC/N/C/S/00370 | 21308401 | Rongeur downward jaw Caspar3mm/160mm | 35
2007 | 2026/SPC/N/C/S/00370 | 21308402 | Rongeur downward jaw Caspar4mm/160mm | 24
2008 | 2026/SPC/N/C/S/00370 | 21308403 | Rongeur straight jaw Caspar4x14mm/160mm | 30
2009 | 2026/SPC/N/C/S/00370 | 21308404 | Rongeur, upward jaw, Caspar3mm/160mm | 30
2010 | 2026/SPC/N/C/S/00370 | 21308405 | Rongeur, upward jaw, Caspar4mm/160mm | 18
2011 | 2026/SPC/N/C/S/00370 | 21308406 | Rongeur straight jaw Caspar5mm x 14mm,160mm length | 25
2012 | 2026/SPC/N/C/S/00370 | 21308407 | Rongeur straight jaw Caspar6mm x 14mm,160mm length | 25
2013 | 2026/SPC/N/C/S/00370 | 21308600 | SpeculaCushing Landolt110mmx15mm blade | 7
2014 | 2026/SPC/N/C/S/00370 | 21308601 | SpeculaCushing Landolt70mmx15mm blade | 5
2015 | 2026/SPC/N/C/S/00370 | 21308602 | SpeculaCushing Landolt90mmx15mm blade | 5
2016 | 2026/SPC/N/C/S/00370 | 21308700 | Dissecting Forcep, Gruenwald190mm | 1
2017 | 2026/SPC/N/C/S/00370 | 21308800 | Applying forcep bayonet,str.220mm | 12
2018 | 2026/SPC/N/C/S/00370 | 21308801 | Applying Forcepbayonet,150deg. ang.220mm | 4
2019 | 2026/SPC/N/C/S/00370 | 21308802 | Applying Forcep bayonet30deg. 220mm | 4
2020 | 2026/SPC/N/C/S/00370 | 21308804 | Applying forcep,bayonet shape,dynamic type,150 deg.220mm | 3
2021 | 2026/SPC/N/C/S/00388 | 13702206 | Intra cranial support catheter 5F X 105 cm, max o.dia.0.070" | 100
2022 | 2026/SPC/N/C/S/00388 | 13702207 | Intra cranial support catheter 5F X 115 cm, max o.dia.0.070" | 200
2023 | 2026/SPC/N/C/S/00388 | 13702208 | Intra cranial support catheter 6F X 105 cm, max o.dia.0.084" | 200
2024 | 2026/SPC/N/C/S/00388 | 13702209 | Intra cranial support catheter 6F X 115 cm, max o.dia.0.070" | 200
2025 | 2026/SPC/N/C/S/00388 | 13703602 | Visceral Catheter, cobrahydro. coated,size 5F,80-100cm | 250
2026 | 2026/SPC/N/C/S/00388 | 13704002 | Catheter Intro.Set, Cross over 6Fr,w/side arm,25-50cm | 200
2027 | 2026/SPC/N/C/S/00388 | 13704401 | Cath. Intro. Set, P, 5Fr,0.89mm, 9cm | 300
2028 | 2026/SPC/N/C/S/00388 | 13705700 | Micro Occlusion Balloon Cath,4x15mm | 80
2029 | 2026/SPC/N/C/S/00388 | 13705701 | Micro Occlusion Balloon Cath,4x20mm | 60
2030 | 2026/SPC/N/C/S/00388 | 13705702 | Micro Occlusion Balloon Cath,4x7mm | 25
2031 | 2026/SPC/N/C/S/00388 | 13707107 | Detachable Emboli Coil,10 3Dshape, 10mm | 450
2032 | 2026/SPC/N/C/S/00388 | 13707108 | Detachable Emboli Coil,10 3Dshape, 12mm | 450
2033 | 2026/SPC/N/C/S/00388 | 13707109 | Detachable Emboli Coil,10 3Dshape, 14mm | 450
2034 | 2026/SPC/N/C/S/00388 | 13707110 | Detachable Emboli Coil,10 3Dshape, 16mm | 450
2035 | 2026/SPC/N/C/S/00388 | 13708401 | Embolization coil (Pushable), GW 0.037"dia.,8-10mmx30cm | 130
2036 | 2026/SPC/N/C/S/00388 | 13708403 | Embolization coil(Pushable), GW 0.018"dia., 2mm x 2 cm | 450
2037 | 2026/SPC/N/C/S/00388 | 13708404 | Embolization coil (Pushable), GW 0.018"dia.,3mm x 4 cm | 550
2038 | 2026/SPC/N/C/S/00388 | 13708405 | Embolization coil (Pushable), GW 0.018"dia.,5mm x 6 cm | 500
2039 | 2026/SPC/N/C/S/00388 | 13713009 | TLAP Ballo. Cath. 4F 0.018" , 130cm, 2mm x 22cm, str tip | 38
2040 | 2026/SPC/N/C/S/00388 | 13713502 | Covered stent, Self expand,5mm x2.5cm , 0.018" dia. g . wire | 70
2041 | 2026/SPC/N/C/S/00388 | 13713503 | Covered stent, Self expand,5mm x 5cm , 0.018" dia. g . wire | 80
2042 | 2026/SPC/N/C/S/00388 | 13713504 | Covered stent, Self expand,6mm x2.5cm , 0.018" dia. g . wire | 70
2043 | 2026/SPC/N/C/S/00388 | 13713505 | overed stent, Self expand,6mm x 5cm , 0.018" dia. g . wire | 70
2044 | 2026/SPC/N/C/S/00388 | 13713506 | Covered stent, Self expand,6mm x 10cm , 0.018" dia. g . wire | 70
2045 | 2026/SPC/N/C/S/00388 | 13713507 | Covered stent, Self expand,7mm x 5cm , 0.018" dia. g . wire | 70
2046 | 2026/SPC/N/C/S/00388 | 13713508 | Covered stent, Self expand,7mm x 2.5cm , 0.018" dia. g .wire | 70
2047 | 2026/SPC/N/C/S/00388 | 13713509 | Covered stent, Self expand,8mm x 5cm , 0.018" dia. g . wire | 80
2048 | 2026/SPC/N/C/S/00388 | 13713510 | Covered stent, Self expand,8mm x 2.5cm ,0.018" dia. g . wire | 80
2049 | 2026/SPC/N/C/S/00388 | 13714100 | Intracerebral EmbolizationDevice,Flow diverter,2.75mm | 2
2050 | 2026/SPC/N/C/S/00388 | 13714101 | Intracerebral EmbolizationDevice,flow diverter,3.50mm | 3
2051 | 2026/SPC/N/C/S/00388 | 13714102 | Intracerebral Device,flow diverter,4.0mm x 40mm | 40
2052 | 2026/SPC/N/C/S/00388 | 13714103 | Intracerebral Device,flowdiverter,5.0mm x 40mm | 30
2053 | 2026/SPC/N/C/S/00388 | 13714104 | Intracerebral Device,flow diverter,4.0mm x 50mm | 30
2054 | 2026/SPC/N/C/S/00388 | 13714105 | Intracerebral Device,flowdiverter,5.0mm x 50mm | 30
2055 | 2026/SPC/N/C/S/00369 | 21101200 | Hammer w/wooden hndl. 130g,23cm | 35
2056 | 2026/SPC/N/C/S/00369 | 21101201 | Hammer w/wooden hndl. 350g,23cm | 30
2057 | 2026/SPC/N/C/S/00369 | 21101202 | Hammer w/wooden hndl. 500g,23cm | 30
2058 | 2026/SPC/N/C/S/00369 | 21101807 | Screw Driver cannu. f/ hexa.head 4mm bone screw 280mm | 105
2059 | 2026/SPC/N/C/S/00369 | 21102330 | Tap f. 3.5mm c.s.t 50mm,110mm t.l. | 290
2060 | 2026/SPC/N/C/S/00369 | 21102340 | Tap f.4.5mm c.s.t 70mm,125mmt.l. | 280
2061 | 2026/SPC/N/C/S/00332 | 22700201 | liquid Nitrogon canister 10L | 60
2062 | 2026/SPC/N/C/S/00332 | 22700301 | Cryotheraphy gun 500ml(Cryoget type 500ml) | 60
2063 | 2026/SPC/N/C/S/00332 | 22700401 | Digital Iontophoresis Machine | 30
2064 | 2026/SPC/N/C/S/00325 | 20508202 | CheekRetractor,Kirsch,cvd/r,200mm | 4
2065 | 2026/SPC/N/C/S/00325 | 20508301 | ChinRetr.f.MF.surg,Obwegeser,155mm | 6
2066 | 2026/SPC/N/C/S/00325 | 20508402 | Retr.f.MF.srg,cvd/u,25x7mmblade, 220mm | 3
2067 | 2026/SPC/N/C/S/00325 | 20508403 | Retr.f.MF.srg,cvd/d,220mm,31x10mmblade | 5
2068 | 2026/SPC/N/C/S/00325 | 20508406 | Retr.f.MF.srg.220mm,cvd/u,42x11mm blade | 5
2069 | 2026/SPC/N/C/S/00325 | 20508407 | Retr.f.MF,c/d,220mm,55x12mmblade | 5
2070 | 2026/SPC/N/C/S/00325 | 20508408 | Retr.f.MF.srg,220mm,cvd/u,55x12mm blade | 4
2071 | 2026/SPC/N/C/S/00325 | 20508410 | Retr.f.MF.srg,220mm,cvd/u,70x14mm blade | 4
2072 | 2026/SPC/N/C/S/00325 | 20508412 | Retr.f.MF.srg,cvd/u,220mm,80x16mm blade | 4
2073 | 2026/SPC/N/C/S/00325 | 20508501 | Retr.f.MF.srg,Dingmantype,175mm | 4
2074 | 2026/SPC/N/C/S/00325 | 20508701 | Retra.MF.surg.Ramus,44x9.5mm,220mm | 5
2075 | 2026/SPC/N/C/S/00325 | 20508801 | Retra.MF.surg.small hook,10mmcvd,160mm | 10
2076 | 2026/SPC/N/C/S/00325 | 20508901 | Retra.MF.surg.Spina-Nasslis,220mm | 5
2077 | 2026/SPC/N/C/S/00325 | 20509002 | Retra.Max.surg.Tessier,cvd/L,150mm | 4
2078 | 2026/SPC/N/C/S/00325 | 20509301 | Mandibular BodyRetra.MF.Surg.160mm | 5
2079 | 2026/SPC/N/C/S/00325 | 20509501 | RetractorTrachea,1hook,blunt,170mm | 15
2080 | 2026/SPC/N/C/S/00325 | 20509502 | RetractorTrachea,1hook,sharp,170mm | 11
2081 | 2026/SPC/N/C/S/00325 | 20509503 | RetractorTrachea,2hook,blunt,170mm | 19
2082 | 2026/SPC/N/C/S/00325 | 20509504 | RetractorTrachea,2hook,sharp,170mm | 14
2083 | 2026/SPC/N/C/S/00325 | 20509505 | RetractorTrachea,3hook,blunt,170mm | 14
2084 | 2026/SPC/N/C/S/00232 | 12400502 | Cu-T 380A Intra Uterine Device (IUD) | 60000
2085 | 2026/SPC/N/C/S/00195 | 20401103 | Micro Needle Holder, straight,delic.0.2mm smooth jaw,TC ins.120mm | 30
2086 | 2026/SPC/N/C/S/00195 | 20401105 | Ndl.Hol.micro,str,180mm | 25
2087 | 2026/SPC/N/C/S/00195 | 20401106 | Needle Holder micro,cvd,180mm | 10
2088 | 2026/SPC/N/C/S/00195 | 20401108 | Ndl Hold.micro,cvd,120mm | 25
2089 | 2026/SPC/N/C/S/00195 | 20401401 | Ryder needle holders6"(15cm),0.2mm | 70
2090 | 2026/SPC/N/C/S/00195 | 20401402 | Ryder needle holder7"(17.78cm),0.2mm | 75
2091 | 2026/SPC/N/C/S/00195 | 20401403 | Ryder needle holder8"(20.32cm),0.4mm | 25
2092 | 2026/SPC/N/C/S/00195 | 20401406 | Ryder vascular needle holder20cm | 20
2093 | 2026/SPC/N/C/S/00195 | 20402401 | Micro-Jacobon needle holder0.2,7" | 10
2094 | 2026/SPC/N/C/S/00195 | 20402402 | Micro-Jacobon needleholdef.large ndl.9" | 8
2095 | 2026/SPC/N/C/S/00195 | 20402406 | Micro-Jacobon needleholder185mm,Ti,str. | 10
2096 | 2026/SPC/N/C/S/00195 | 20402407 | Micro-Jacobon needleholf.large ndl 7.5" | 8
2097 | 2026/SPC/N/C/S/00195 | 20402408 | Needle Holder micro,str,Jacob.180mm | 10
2098 | 2026/SPC/N/C/S/00195 | 20402409 | Needle Holdermicro,str,Jacob,210mm | 10
2099 | 2026/SPC/N/C/S/00195 | 20402410 | Needle Holdermicro,str,Jacob.180mm | 5
2100 | 2026/SPC/N/C/S/00195 | 20402411 | Needle Holdermicro,str,Jacob.210mm | 8
2101 | 2026/SPC/N/C/S/00195 | 20402501 | Needle Holder micro, TC insertstr. tip, 9/0>7/0. | 8
2102 | 2026/SPC/N/C/S/00195 | 20402502 | Needle Holder micro, TC insert,8/0>7/0, str. tip. | 5
2103 | 2026/SPC/N/C/S/00195 | 20402503 | Needle Holder micro180mm/7" RB handle, jaw 0.8x11 | 10
2104 | 2026/SPC/N/C/S/00195 | 20402602 | Needle Holder Yasargill t/c20cm | 4
2105 | 2026/SPC/N/C/S/00195 | 20402701 | Needle Holder Wire Berry 18cm | 10
2106 | 2026/SPC/N/C/S/00195 | 20402901 | Needle Holder,Sarot,str, T/C in,s/jw, 0.4mm,180-200mm | 20
2107 | 2026/SPC/N/C/S/00195 | 20402903 | Needle holder,Halsey,straight0.4mm s/j,box joint 120mm | 30
2108 | 2026/SPC/N/C/S/00195 | 20403301 | Super micro needle holdercvd,120-150mm,Tit. | 20
2109 | 2026/SPC/N/C/S/00195 | 20403302 | Super micro needle holderstrt,120-150mm,Tit. | 15
2110 | 2026/SPC/N/C/S/00426 | 13201301 | Cochlear implant withAccessories | 430
2111 | 2026/SPC/Z/C/S/00002 | 12500207 | Urostomy bags set. Each set should consist of 1 base plate and 10 bags | 4600