## Sheet3
| Order List No |  | SR No | Item | Total order qty
1 | 2026/SPC/N/R/S/00009 | N | 12400103 | Ring pessaries polythene 56mm dia: unsterile | 2200 | 236395590
2 | 2026/SPC/N/R/S/00009 | Y | 12400104 | Ring pessaries polythene 59mm dia: unsterile | 2750
3 | 2026/SPC/N/R/S/00009 | Y | 12400105 | Ring pessaries polythene 62mm dia: unsterile | 7000
4 | 2026/SPC/N/R/S/00009 | Y | 12400106 | Ring pessaries polythene 65mm dia: unsterile | 8000
5 | 2026/SPC/N/R/S/00009 | Y | 12400107 | Ring pessaries polythene 68mm dia: unsterile | 18000
6 | 2026/SPC/N/R/S/00009 | Y | 12400108 | Ring pessaries polythene 71mm dia: unsterile | 12000
7 | 2026/SPC/N/R/S/00009 | Y | 12400109 | Ring pessaries polythene 74mm dia: unsterile | 10500
8 | 2026/SPC/N/R/S/00009 | Y | 12400110 | Ring pessaries polythene 77mm dia: unsterile | 7000
9 | 2026/SPC/N/R/S/00079 | N | 13401100 | Wire Reinforced Venous Return Catheter, straight, with open tapered tip, size 16Fr, sterile. | 30 | 23965604.6
10 | 2026/SPC/N/R/S/00079 | Y | 13401101 | Wire Reinforced Venous Return Catheter, straight, with open tapered tip, size 18Fr, sterile. | 230
11 | 2026/SPC/N/R/S/00079 | Y | 13401102 | Wire Reinforced Venous Return Catheter, straight, with open tapered tip, size 20Fr, sterile. | 240
12 | 2026/SPC/N/R/S/00079 | Y | 13401103 | Wire Reinforced Venous Return Catheter, straight, with open tapered tip, size 22Fr, sterile. | 250
13 | 2026/SPC/N/R/S/00079 | Y | 13401104 | Wire Reinforced Venous Return Catheter, straight, with open tapered tip, size 24Fr, sterile. | 250
14 | 2026/SPC/N/R/S/00079 | Y | 13401106 | Wire Reinforced Venous Return Catheter, straight, with open tapered tip, size 28Fr, sterile. | 80
15 | 2026/SPC/N/R/S/00079 | Y | 13401107 | Wire Reinforced Venous Return Catheter, straight, with open tapered tip, size 30Fr, sterile. | 110
16 | 2026/SPC/N/R/S/00079 | Y | 13401108 | Wire Reinforced Venous Return Catheter, straight, with open tapered tip, size 32Fr, sterile. | 130
17 | 2026/SPC/N/R/S/00079 | Y | 13401110 | Wire Reinforced Venous Return Catheter, straight, with open tapered tip, size 36Fr, sterile. | 12
18 | 2026/SPC/N/R/S/00079 | Y | 13401400 | Aortic Perfusion Cannula straight tip, 8Fr,sterile. | 55
19 | 2026/SPC/N/R/S/00079 | Y | 13401402 | Aortic Perfusion Cannula, straight tip, 12Fr, sterile. | 150
20 | 2026/SPC/N/R/S/00079 | Y | 13401403 | Aortic Perfusion Cannula, straight tip, 14Fr, sterile. | 210
21 | 2026/SPC/N/R/S/00079 | Y | 13401505 | Aortic Perfusion Cannula, angled, with cap, size 18Fr, sterile. | 70
22 | 2026/SPC/N/R/S/00079 | Y | 13401607 | Aortic Perfusion Cannula, angled, with shoulder and a cap, with luer connector, size 21Fr, sterile. | 500
23 | 2026/SPC/N/R/S/00079 | Y | 13401608 | Aortic Perfusion Cannula, angled, with shoulder and a cap, with luer connector, size 24Fr, sterile. | 220
24 | 2026/SPC/N/R/S/00079 | Y | 13402100 | Atrial Vent Catheter, malleable, paediatric, with 6.3mm connector, size 10Fr, sterile. | 100
25 | 2026/SPC/N/R/S/00080 | N | 13402104 | Perfusion Tubing Connector, Y shaped, size 6.3mm x 12.6mm x 12.6mm, sterile. | 33 | 581318.01
26 | 2026/SPC/N/R/S/00080 | Y | 13402150 | Perfusion Tubing Connector, Y shaped, size 9.5mm x 9.5mm x 12.6mm, sterile. | 33
27 | 2026/SPC/N/R/S/00080 | Y | 13406701 | Perfusion Tubing Connector, straight, size 4.8mm x 6.3mm, sterile. | 40
28 | 2026/SPC/N/R/S/00080 | Y | 13406702 | Perfusion Tubing Connector, straight, size 6.3mm x 6.3mm, sterile. | 80
29 | 2026/SPC/N/R/S/00080 | Y | 13406703 | Perfusion Tubing Connector, straight, size 6.3mm x 6.3mm, with luer, sterile. | 130
30 | 2026/SPC/N/R/S/00080 | Y | 13406704 | Perfusion Tubing Connector, straight, size 6.3mm x 9.5mm, sterile. | 50
31 | 2026/SPC/N/R/S/00080 | Y | 13406705 | Perfusion Tubing Connector, straight, size 9.5mm x 9.5mm, sterile. | 100
32 | 2026/SPC/N/R/S/00080 | Y | 13406706 | Perfusion Tubing Connector, straight, size 9.5mm x 9.5mm, with luer, sterile. | 100
33 | 2026/SPC/N/R/S/00080 | Y | 13406708 | Perfusion Tubing Connector, straight, size 6.3mm x 6.3mm, with centre luer, sterile. | 100
34 | 2026/SPC/N/R/S/00080 | Y | 13406801 | Luer Connector, straight, 9.5mm x 6.3mm, sterile. | 100
35 | 2026/SPC/N/R/S/00080 | Y | 13406802 | Luer Connector, straight, 6.3mm x 4.8mm, sterile. | 80
36 | 2026/SPC/N/R/S/00080 | Y | 13406803 | Luer Connector, straight, 6.3mm x male luer, sterile. | 60
37 | 2026/SPC/N/R/S/00080 | Y | 13406805 | Luer Connector, straight, male luer x male luer, sterile. | 90
38 | 2026/SPC/N/R/S/00080 | Y | 13406806 | Luer Connector, straight, 12.6mm x 12.6mm, sterile. | 80
39 | 2026/SPC/N/R/S/00080 | Y | 13406903 | Perfusion Tubing Connector, Y shaped, size 6.3mm x 9.5mm x 9.5mm, sterile. | 100
40 | 2026/SPC/N/R/S/00080 | Y | 13406905 | Perfusion Tubing Connector, Y shaped, size 9.5mm x 9.5mm x 9.5mm, sterile. | 50
41 | 2026/SPC/N/R/S/00089 | N | 20300605 | Scissors Vannas, curved, small size, 3mm cutting length, stainless steel. | 75 | 62389500
42 | 2026/SPC/N/R/S/00089 | Y | 20300606 | Scissors Capsulotomy Gills - Vannas, 8mm blades, 10.5cm (approx.) overall length, Titanium. | 70
43 | 2026/SPC/N/R/S/00089 | Y | 20300607 | Scissors Capsulotomy Gills - Vannas, 8mm blades, 10.5cm (approx.) overall length, Titanium. | 90
44 | 2026/SPC/N/R/S/00089 | Y | 20300701 | Scissors Mayo , bevelled blades, both sharp tips, curved, 150-160mm length, stainless steel. | 1450
45 | 2026/SPC/N/R/S/00089 | Y | 20300702 | Scissors Mayo , bevelled blades,both points sharp, straight, 150-160mm length, stainless steel. | 2600
46 | 2026/SPC/N/R/S/00089 | Y | 20300901 | Scissors Iris,(cottle masing), both points sharp, curved on flat, 90-115mm length, stainless steel. | 1550
47 | 2026/SPC/N/R/S/00089 | Y | 20300902 | Scissors Iris (cottle masing ), both points sharp, straight, 90-115mm length, stainless steel. | 1350
48 | 2026/SPC/N/R/S/00089 | Y | 20300903 | Scissors Iris, both points blunt, straight, 115mm (approx.) length, stainless steel. | 620
49 | 2026/SPC/N/R/S/00089 | Y | 20301202 | Scissors Tubing, universal type, with plastic handle, blunt points, 190mm-200mm length, stainless steel. | 200
50 | 2026/SPC/N/R/S/00089 | Y | 20301302 | Scissors Nelson - Metzenbaum, curved, both end points blunt,300-350mm length, stainless steel. | 100
51 | 2026/SPC/N/R/S/00089 | Y | 20301303 | Scissors Nelson - Metzenbaum,curved, both end points blunt,220-260mm length, stainless steel. | 150
52 | 2026/SPC/N/R/S/00089 | Y | 20301305 | Scissors Nelson - Metzenbaum type, ( or similar) straight, both end points blunt, 230mm (approx.) length | 250
53 | 2026/SPC/N/R/S/00089 | Y | 20301407 | Scissors Dissecting, Metzenbaum type or similar, curved, fine tips, 275mm (approx.) length, stainless steel. | 230
54 | 2026/SPC/N/R/S/00089 | Y | 20301415 | Scissors Dissecting, Metzenbaum type or similar, curved, round tips, 175mm (approx.) length, stainless steel. | 300
55 | 2026/SPC/N/R/S/00089 | Y | 20301416 | Scissors Dissecting, Metzenbaum , curved, fine tips, 170-200mm length, stainless steel. | 450
56 | 2026/SPC/N/R/S/00089 | Y | 20301422 | Scissors Metzenbaum curved, round tip, 180mm (approx.) length, stainless steel. | 200
57 | 2026/SPC/N/R/S/00089 | Y | 20301427 | Scissors Dissecting Baby - Metzenbaum, delicate, straight, both points sharp tip, 140-150mm length, stainless steel. | 120
58 | 2026/SPC/N/R/S/00089 | Y | 20301430 | Scissors Metzenbaum curved, fine tip, 170-200mm length, stainless steel. | 300
59 | 2026/SPC/N/R/S/00089 | Y | 20301432 | Scissors Dissecting, Baby - Metzenbaum ,delicate ,curved, both points blunt, 140-150mm length, stainless steel. | 200
60 | 2026/SPC/N/R/S/00089 | Y | 20301450 | Scissors Dissecting, Metzenbaum, straight, round tips, 175mm (approx.) length, stainless steel. | 200
61 | 2026/SPC/N/R/S/00089 | Y | 20301451 | Scissors Dissecting, Metzenbaum, straight, fine tips, 175mm (approx.) length, stainless steel. | 235
62 | 2026/SPC/N/R/S/00089 | Y | 20301454 | Scissors Dissecting, Metzenbaum type or similar, straight, round tips, 225mm (approx.) length, stainless steel. | 90
63 | 2026/SPC/N/R/S/00089 | Y | 20301455 | Scissors Dissecting, Metzenbaum , straight, both points blunt tips, 220-250mm length, stainless steel. | 150
64 | 2026/SPC/N/R/S/00089 | Y | 20302001 | Scissor Strabismus, curved, tungston carbide tip, 11.5 cm (approx.) length, stainless steel. | 40
65 | 2026/SPC/N/R/S/00091 | N | 20302101 | Scissors, delicate, Wullstein type or similar, tubular shaft, curved upwards blades, 90mm working length, stainless st. | 5 | 8929872.35
66 | 2026/SPC/N/R/S/00091 | Y | 20302201 | Scissors, Kilner, curved, with flattened blunt tips, 140-160mm length, stainless steel. | 45
67 | 2026/SPC/N/R/S/00091 | Y | 20302505 | Micro Scissors, straight, Jacobson, spring type, flat handles, 10mm blades, 180mm (approx.) length, stainless steel. | 10
68 | 2026/SPC/N/R/S/00091 | Y | 20302506 | Micro Scissors, straight, Jacobson, spring type, round serrated handles, 10mm blades, 180mm (approx.) length, stainless | 10
69 | 2026/SPC/N/R/S/00091 | Y | 20302507 | Micro Scissors, curved, Jacobson spring type, round serrated handles, 12mm blades, 180mm (approx.) length, stainless | 10
70 | 2026/SPC/N/R/S/00091 | Y | 20302601 | Scissors Ligature, standard type, 200-250mm length, stainless steel. | 15
71 | 2026/SPC/N/R/S/00091 | Y | 20303108 | Micro Scissors, straight, spring type, delicate blades, blunt points, round handles, 120mm (approx.) length, stainless | 10
72 | 2026/SPC/N/R/S/00091 | Y | 20303109 | Micro Scissors, curved, spring type, delicate blades, blunt points, round handles, 120mm length, stainless steel | 25
73 | 2026/SPC/N/R/S/00091 | Y | 20303111 | Micro Scissors, curved, spring type, delicate blades, blunt points, flat handles, 120mm (approx.) length, stainless stee | 10
74 | 2026/SPC/N/R/S/00091 | Y | 20303304 | Super micro scissors,curved,with protective cap 120mm-150mm | 10
75 | 2026/SPC/N/R/S/00091 | Y | 20303305 | Super micro scissors,straight,with protective cap 120mm-150mm | 10
76 | 2026/SPC/N/R/S/00091 | Y | 20303401 | Scissors Episiotomy Braun - Stadler type (or similar), 200mm (approx.) length, stainless steel. | 250
77 | 2026/SPC/N/R/S/00091 | Y | 20303402 | Scissors Episiotomy Braun - Stadler type (or similar), 145mm (approx.) length, stainless steel. | 400
78 | 2026/SPC/N/R/S/00119 | N | 14900103 | Biopsy Punch, size 3mm, disposable, sterile. | 15000 | 13745100
79 | 2026/SPC/N/R/S/00121 | N | 14900301 | Ring Curette 4mm, disposable | 2100 | 1792000
80 | 2026/SPC/N/R/S/00121 | Y | 14900302 | Ring Curette 7mm, disposable | 1400
81 | 2026/SPC/N/R/S/00164 | N | 12602702 | 4 HOLE Dynamic Hip Screw (DHS) System Plate, 135 degrees angled, 78mm (approx.) length | 12550 | 60390391
82 | 2026/SPC/N/R/S/00164 | Y | 12602703 | 6 HOLE Dynamic Hip Screw (DHS) System Plate, 135 degrees angled, 110mm (approx.) length | 3700
83 | 2026/SPC/N/R/S/00164 | Y | 12602904 | 65mm Screw for Dynamic Hip Screw System Plate / Dynamic Condylar Plate, 8mm | 1650
84 | 2026/SPC/N/R/S/00164 | Y | 12602905 | 70mm Screw for Dynamic Hip Screw System Plate / Dynamic Condylar Plate, 8mm | 3500
85 | 2026/SPC/N/R/S/00164 | Y | 12602906 | 75mm Screw for Dynamic Hip Screw System Plate / Dynamic Condylar Plate, 8mm | 4650
86 | 2026/SPC/N/R/S/00164 | Y | 12602907 | 80mm Screw for Dynamic Hip Screw System Plate / Dynamic Condylar Plate, 8mm | 4750
87 | 2026/SPC/N/R/S/00164 | Y | 12602908 | 85mm Screw for Dynamic Hip Screw System Plate / Dynamic Condylar Plate, 8mm | 3350
88 | 2026/SPC/N/R/S/00164 | Y | 12602910 | 95mm Screw for Dynamic Hip Screw System Plate / Dynamic Condylar Plate, 8mm | 2450
89 | 2026/SPC/N/R/S/00164 | Y | 12602911 | 100mm Screw for Dynamic Hip Screw System Plate / Dynamic Condylar Plate, 8mm | 1600
90 | 2026/SPC/N/R/S/00164 | Y | 12603001 | Threaded Guide Wire for DHS/DCS, 2.5mm diameter, 230mm length | 2500
91 | 2026/SPC/N/R/S/00164 | Y | 12604319 | Threaded Guide pin 2.0mm for 6.5/7.0 mm Cannulated screw System, stainless steel. | 1850
92 | 2026/SPC/N/R/S/00165 | N | 12608102 | 1.0mm diameter Drill Wire, Kirshner type or similar, both ends trocar pointed, size 1.0mm dia: x 300mm (approx.) length | 7500 | 9316131
93 | 2026/SPC/N/R/S/00165 | Y | 12608201 | 1.25mm diameter Drill Wire, Kirshner type or similar, both ends trocar pointed, size 1.25mm dia: x 150mm (approx.) lengt | 5400
94 | 2026/SPC/N/R/S/00165 | Y | 12608301 | 1.5mm diameter Drill Wire, Kirshner type or similar, both ends trocar pointed, size 1.5mm dia: x 200mm (approx.) length | 7150
95 | 2026/SPC/N/R/S/00165 | Y | 12608302 | 1.5mm diameter Drill Wire, Kirshner type or similar, both ends trocar pointed, size 1.5mm dia: x 300mm (approx.) length | 9500
96 | 2026/SPC/N/R/S/00165 | Y | 12608501 | 2.0mm diameter Drill Wire, Kirshner type or similar, both ends trocar pointed, size 2.0mm dia: x 150mm (approx.) length | 6200
97 | 2026/SPC/N/R/S/00165 | Y | 12608502 | 2.0mm diameter Drill Wire, Kirshner type or similar, both ends trocar pointed, size 2.0mm dia: x 200mm (approx.) length | 8700
98 | 2026/SPC/N/R/S/00165 | Y | 12608503 | 2.0mm diameter Drill Wire, Kirshner type or similar, both ends trocar pointed, size 2.0mm dia: x 320mm (approx.) length | 6250
99 | 2026/SPC/N/R/S/00165 | Y | 12608602 | 2.5mm diameter Drill Wire, Kirshner type or similar, both ends trocar pointed, size 2.5mm dia: x 200mm (approx.) length | 8750
100 | 2026/SPC/N/R/S/00165 | Y | 12608616 | 2.5mm diameter Drill Wire, Kirshner type or similar, both ends trocar pointed, size 2.5mm dia: x 300mm (approx.) length | 8300
101 | 2026/SPC/N/R/S/00165 | Y | 12608800 | 3.5mm diameter Drill Wire, Kirshner type or similar, both ends trocar pointed, size 3.5mm dia: x 300mm (approx.) length | 6250
102 | 2026/SPC/N/R/S/00165 | Y | 12609201 | 4mm diameter Fixation Pin, Steinmann type, size 4mm dia. x 150mm (approx.) length | 1850
103 | 2026/SPC/N/R/S/00166 | N | 13200002 | Aural Grommet, Shah type or similar, size 1.0mm, sterile | 4100 | 32479763.9
104 | 2026/SPC/N/R/S/00166 | Y | 13200201 | Silicone Block, size 75mm x 120mm, thickness 13mm, unsterile. | 60
105 | 2026/SPC/N/R/S/00166 | Y | 13200300 | Stapes Prosthesis, cylindrical type, shaft diameter 0.4mm, loop diameter 0.4mm, length 4.5mm, sterile. | 100
106 | 2026/SPC/N/R/S/00166 | Y | 13200301 | Stapes Prosthesis, cylindrical type, shaft diameter 0.6mm, loop diameter 0.6mm, length 4.5mm, sterile. | 300
107 | 2026/SPC/N/R/S/00166 | Y | 13200501 | Nasal Tampon, straight, with draw string, 80mmlength,made of expandable surgical sponge, sterile. | 8800
108 | 2026/SPC/N/R/S/00166 | Y | 13200602 | Speaking valve for tracheostomy tube with universal connection,Sterile. | 90
109 | 2026/SPC/N/R/S/00167 | N | 13201201 | Silicone Sheeting, size 25mm x 25mm, thickness 13mm. | 75 | 55756422.5
110 | 2026/SPC/N/R/S/00167 | Y | 13201600 | Ear Wick, Pope type or similar, sterile. | 3750
111 | 2026/SPC/N/R/S/00167 | Y | 13202101 | Electrolarynx kit with easy single tone button, with two compatible rechargable batteries and battery charger | 80
112 | 2026/SPC/N/R/S/00167 | Y | 13202501 | Silver Nitrate cautary stick. | 4750
113 | 2026/SPC/N/R/S/00168 | N | 13203002 | Tracheostomy Tube Plain,size 3.5mm | 500 | 28720000
114 | 2026/SPC/N/R/S/00168 | Y | 13203102 | Tracheostomy Tube with a low pressure cuff and a pilot balloon to indicate cuff inflation,size 6.0mm ID. | 800
115 | 2026/SPC/N/R/S/00168 | Y | 13203103 | Tracheostomy Tube with a low pressure cuff and a pilot balloon to indicate cuff inflation,size 6.5mm ID. | 1400
116 | 2026/SPC/N/R/S/00168 | Y | 13203104 | Tracheostomy Tube with a low pressure cuff and a pilot balloon to indicate cuff inflation,size 7.0mm ID. | 2350
117 | 2026/SPC/N/R/S/00168 | Y | 13203105 | Tracheostomy Tube with a low pressure cuff and a pilot balloon to indicate cuff inflation,size 7.5mm ID. | 3350
118 | 2026/SPC/N/R/S/00168 | Y | 13203201 | Tracheostomy Tube with Inner Cannula Kit(double lumen)comprising; size 6.0mm ID. | 800
119 | 2026/SPC/N/R/S/00168 | Y | 13203202 | Tracheostomy Tube with Inner Cannula Kit(Double Lumen),comprising;size 6.5mm ID . | 550
120 | 2026/SPC/N/R/S/00168 | Y | 13203203 | Tracheostomy Tube with Inner Cannula Kit(Double Lumen),comprising;size 7mm ID. | 1950
121 | 2026/SPC/N/R/S/00168 | Y | 13203204 | Tracheostomy Tube with Inner Cannula Kit(double lumen)comprising; size 7.5mm ID. | 3050
122 | 2026/SPC/N/R/S/00168 | Y | 13203205 | Tracheostomy Tube with Inner Cannula Kit(double lumen)comprising; size 8.0mm ID. | 550
123 | 2026/SPC/N/R/S/00176 | N | 21207001 | Electric Oscillating Plaster Cast Cutter with 44mm dia. and 64mm dia. stainless steel | 50 | 6321437.3
124 | 2026/SPC/N/R/S/00176 | Y | 21207101 | Blade 44mm dia., for plaster cast cutter | 150
125 | 2026/SPC/N/R/S/00176 | Y | 21207102 | Blade 64mm dia., for plaster cast cutter | 180
126 | 2026/SPC/N/R/S/00182 | N | 21201102 | Cannulated Drill bit for 7.0mm Cannulated screw System, stainless steel. | 60 | 47755665.8
127 | 2026/SPC/N/R/S/00182 | Y | 21207202 | Drill Bit to fit Jacob Chuck, 2.5mm dia. 95mm (approx.) total length and 80mm (approx.) usable length | 440
128 | 2026/SPC/N/R/S/00182 | Y | 21207203 | Drill Bit to fit Jacob Chuck, 2.7mm dia. 85mm (approx.) total length and 70mm (approx.) usable length | 250
129 | 2026/SPC/N/R/S/00182 | Y | 21207208 | Drill Bit to fit Jacob Chuck, 4.5mm dia. 130mm (approx.) total length and 115mm (approx.) usable length | 170
130 | 2026/SPC/N/R/S/00182 | Y | 21207302 | Drill Bit to fit AO Quick Coupling, 2.5mm diameter, 180mm (approx.) total length and 155mm (approx.) usable length | 800
131 | 2026/SPC/N/R/S/00182 | Y | 21207401 | Drill Bit to fit AO Quick Coupling, 3.2mm diameter, 195mm (approx.) total length and 170mm (approx.) usable length | 750
132 | 2026/SPC/N/R/S/00182 | Y | 21207402 | Drill Bit to fit AO Quick Coupling, 3.2mm diameter, 145mm (approx.) total length and 120mm (approx.) usable length | 550
133 | 2026/SPC/N/R/S/00182 | Y | 21207502 | Drill Bit to fit AO Quick Coupling, 3.5mm diameter, 195mm (approx.) total length and 170mm (approx.) usable length | 300
134 | 2026/SPC/N/R/S/00182 | Y | 21207601 | Drill Bit to fit AO Quick Coupling, 4.5mm diameter, 145mm (approx.) total length and 120mm (approx.) usable length | 240
135 | 2026/SPC/N/R/S/00182 | Y | 21207602 | Drill Bit to fit AO Quick Coupling, 4.5mm diameter, 195mm (approx.) total length and 170mm (approx.) usable length | 200
136 | 2026/SPC/N/R/S/00182 | Y | 21207605 | Drill Bits for Locking Head Screw (LHS), size 2.8mm,200mm (approx.) length | 270
137 | 2026/SPC/N/R/S/00182 | Y | 21207606 | Drill Bits for Locking Head Screw (LHS), size 4.3mm,280mm (approx.) length | 200
138 | 2026/SPC/N/R/S/00182 | Y | 21207901 | Bone Screw Box for 5mm /4.5mm screws (hybrid system LHS/LCP) , stainless steel. | 50
139 | 2026/SPC/N/R/S/00132 | N | 13800001 | Endotracheal tube plain 2.0 mm without holder | 1000 | 29936375
140 | 2026/SPC/N/R/S/00132 | Y | 13800002 | Endotracheal tube plain 2.5mmwithout holder | 7500
141 | 2026/SPC/N/R/S/00132 | Y | 13800003 | Endotracheal tube plain 3.0mmwithout holder | 7000
142 | 2026/SPC/N/R/S/00132 | Y | 13800004 | Un-cuffed Endotracheal Tube, without holder Murphy Eye type, for oral and nasal use, size 3.5mm ID, made of implant | 6000
143 | 2026/SPC/N/R/S/00132 | Y | 13800101 | Endotracheal tube oral & nasal plain size 2.0mm ID disposable with ET tube holder | 1000
144 | 2026/SPC/N/R/S/00132 | Y | 13800202 | Endotracheal tube oral & nasal with cuff and pilot balloon size 5.5mm ID disposable | 1500
145 | 2026/SPC/N/R/S/00132 | Y | 13800203 | Endotracheal tube oral & nasal with cuff and pilot balloon size 6.0mm ID disposable | 9000
146 | 2026/SPC/N/R/S/00132 | Y | 13800204 | Endotracheal tube oral & nasal with cuff and pilot balloon size 6.5mm ID disposable | 15000
147 | 2026/SPC/N/R/S/00132 | Y | 13800205 | Endotracheal tube oral & nasal with cuff and pilot balloon size 7.0mm ID disposable | 40000
148 | 2026/SPC/N/R/S/00132 | Y | 13800206 | Endotracheal tube oral & nasal with cuff and pilot balloon size 7.5mm ID disposable | 70000
149 | 2026/SPC/N/R/S/00132 | Y | 13800208 | Endotracheal tube oral & nasal with cuff and pilot balloon size 8.5mm ID disposable | 1000
150 | 2026/SPC/N/R/S/00132 | Y | 13800314 | Endotracheal tube n/r w/c,6.5mm | 500
151 | 2026/SPC/N/R/S/00132 | Y | 13800318 | Un-cuffed Endotracheal Tubes Nylon/Steel Reinforced, for oral and nasal use, size 5.0mm ID, made of implant quality | 50
152 | 2026/SPC/N/R/S/00193 | N | 20400300 | Needle Holder curved, Barraquer - Troutman type or similar, with catch, 10cm (approx.) length, stainless steel. | 180 | 40512789.92
153 | 2026/SPC/N/R/S/00193 | Y | 20400301 | Needle Holder curved, Barraquer type or similar, English model, 11mm jaws, without lock, stainless steel. | 145
154 | 2026/SPC/N/R/S/00193 | Y | 20400302 | Needle Holder curved, Barraquer type or similar, German model, 11mm jaws, without lock, stainless steel. | 140
155 | 2026/SPC/N/R/S/00193 | Y | 20400303 | Needle Holder curved, Barraquer type or similar, English model, 11mm long delicate tapered jaws, without lock, stainless | 50
156 | 2026/SPC/N/R/S/00193 | Y | 20400305 | Needle Holder Barraquer type or similar, straight, 9mm jaws, 10cm (approx.) length, stainless steel. | 130
157 | 2026/SPC/N/R/S/00193 | Y | 20400306 | Needle Holder curved, Barraquer type or similar, German model, 11mm long delicate tapered jaws, without lock. | 70
158 | 2026/SPC/N/R/S/00193 | Y | 20400401 | Needle Holder micro, straight, delicate, Castroviejo type/similar, spring type, 11 mm long jaws, w/out lock, short model | 100
159 | 2026/SPC/N/R/S/00193 | Y | 20400402 | Needle Holder micro, curved, delicate, Castroviejo type/similar, spring type, 11 mm long jaws, without lock, short model | 120
160 | 2026/SPC/N/R/S/00193 | Y | 20400501 | Needle Holder straight, Silcock type or similar, 11mm long Jaws for lids, stainless steel. | 18
161 | 2026/SPC/N/R/S/00193 | Y | 20400602 | Needle Holder Kilner type,(or similar) simple pattern, straight, serrated jaws, box joint, 135mm (approx.) length,st.st. | 1800
162 | 2026/SPC/N/R/S/00193 | Y | 20400708 | Needle Holder Mayo Hegar,straight,tungston carbide inserted,narrow serrated jaws,box joint,235-270mm | 450
163 | 2026/SPC/N/R/S/00193 | Y | 20400709 | Needle Holder Mayo Hegar type, straight,tungston carbide inserted,narrow serrated jaws,box joint,305mm | 50
164 | 2026/SPC/N/R/S/00193 | Y | 20400710 | Needle Holder Mayo - Hegar, straight, tungton carbide inserted, narrow serrated jaws, box joint, 150mm (approx.) length, | 500
165 | 2026/SPC/N/R/S/00193 | Y | 20400711 | Needle Holder Mayo Hegar type,straight,tungston carbide inserted,narrow serrated jaws,box joint,200mm | 450
166 | 2026/SPC/N/R/S/00193 | Y | 20400715 | Needle Holder Mayo - Hegar type, straight, tungton carbide inserted, narrow smooth jaws, box joint, 200mm (approx.) leng | 150
167 | 2026/SPC/N/R/S/00193 | Y | 20401404 | Needle Holder, Ryder type extra delicate jaws, 175mm | 300
168 | 2026/SPC/N/R/S/00193 | Y | 20401407 | Needle Holder, Ryder type extra delicate jaws, 210mm | 50
169 | 2026/SPC/N/R/S/00193 | Y | 20402601 | Needle Holder Micro, straight, with round handle, Reill type or similar, 150mm | 8
170 | 2026/SPC/N/R/S/00193 | Y | 20404001 | Needle Holder, Halsey type or similar, straight, tungston carbide inserted, 0.4mm serrated jaws, box joint, 120mm | 50
171 | 2026/SPC/N/R/S/00193 | Y | 20404002 | Needle Holder, Halsey type or similar, straight, tungston carbide inserted, 0.4mm serrated jaws, box joint, 120mm | 50
172 | 2026/SPC/N/R/S/00193 | Y | 20405101 | Needle Holder, with Scissor, one blade fine serrated, Modified Lange (Hegar-Olsen) | 100
173 | 2026/SPC/N/R/S/00188 | N | 22400701 | Rib Shear (Rib cutter), post mortem, Pollock type or similar, 310mm (approx.) length, stainless steel. | 50 | 4144258.2
174 | 2026/SPC/N/R/S/00188 | Y | 22400802 | Saw spine double bladed | 50
175 | 2026/SPC/N/R/S/00188 | Y | 22401001 | Magnifing glass 100x75mm w/s.s.hndl | 70
176 | 2026/SPC/N/R/S/00188 | Y | 22401101 | Post Mortem Digital Scale, with stainless top, with tare function, large LCD display, | 40
177 | 2026/SPC/N/R/S/00188 | Y | 22401201 | Brain Knife, post mortem, 30mm wide blade | 100
178 | 2026/SPC/N/R/S/00188 | Y | 22401202 | Knife Sharpner, post mortem, 3 - way type | 60
179 | 2026/SPC/N/R/S/00188 | Y | 22401301 | Bullet Probe, post mortem, 22 caliber, 450mm (approx.) length, stainless steel | 40
180 | 2026/SPC/N/R/S/00179 | N | 20303500 | Scissors Dissecting Micro, straight, spring type, 250mm (approx.) length, stainless steel. | 45 | 12361533.12
181 | 2026/SPC/N/R/S/00179 | Y | 20303501 | Scissors Dissecting Micro, spring type, curved, 14.5cm (approx.) length, stainless steel. | 60
182 | 2026/SPC/N/R/S/00179 | Y | 20303502 | Scissors Dissecting Micro, spring type, curved, 16cm (approx.) length, stainless steel. | 64
183 | 2026/SPC/N/R/S/00179 | Y | 20303503 | Scissors Dissecting Micro, curved downwards, spring type, 250mm (approx.) length, stainless steel. | 15
184 | 2026/SPC/N/R/S/00179 | Y | 20303504 | Scissors Dissecting Micro, curved downwards, spring type, 300mm (approx.) length, stainless steel. | 2
185 | 2026/SPC/N/R/S/00179 | Y | 20303505 | Scissors Dissecting Micro, curved upwards, spring type, 250mm (approx.) length, stainless steel. | 2
186 | 2026/SPC/N/R/S/00179 | Y | 20303507 | scissors Dissecting Micro, straight, spring type, 300mm (approx.) length, stainless steel. | 3
187 | 2026/SPC/N/R/S/00179 | Y | 20303601 | Scissors Weller type (or similar), heavy pattern, curved on flat, 280mm (approx.) length, stainless steel. | 8
188 | 2026/SPC/N/R/S/00179 | Y | 20303900 | Scissors Dural, curved, probe pointed, 220mm (approx.) length, stainless steel. | 15
189 | 2026/SPC/N/R/S/00179 | Y | 20303901 | Scissors Dural, straight, both points sharp, 220mm (approx.) length, stainless steel. | 10
190 | 2026/SPC/N/R/S/00179 | Y | 20304003 | Scissors Dissecting, Gorney type or similar, fine pattern, curved, | 7
191 | 2026/SPC/N/R/S/00179 | Y | 20304401 | Scissors Micro, Belluci type tubular shaft, straight blades, sharp points, 80mm working length, stainless steel. | 2
192 | 2026/SPC/N/R/S/00179 | Y | 20304500 | Scissors Dissecting, Raynolds - Jameson, curved, blunt points, large ring design, 180mm(approx.) length, stainless steel | 15
193 | 2026/SPC/N/R/S/00179 | Y | 20304501 | Scissors Dissecting, Raynolds - Jameson, curved, blunt points, large ring design, 140mm(approx.) length, stainless steel | 15
194 | 2026/SPC/N/R/S/00179 | Y | 20305101 | Scissors super cut or similar for plastic surgery, curved, blunt points, with ceramic coated or tungsten carbide cutting | 65
195 | 2026/SPC/N/R/S/00179 | Y | 20305102 | Scissors super cut or similar for plastic surgery, straight, blunt points, with ceramic coated or tungsten carbide | 50
196 | 2026/SPC/N/R/S/00179 | Y | 20306001 | Scissors Tenotomy Westcotte type or similar, curved, medium blades, pointed tips, stainless steel. | 80
197 | 2026/SPC/N/R/S/00179 | Y | 20306002 | Scissors Tenotomy Westcott type or similar, curved, 11mm micro blades, gently curved pointed tips, 9cm (approx.) overall | 80
198 | 2026/SPC/N/R/S/00179 | Y | 20306003 | Scissors Tenotomy Westcott type or similar, curved, 21mm blades, gently curved blunt tips, 12cm (approx.) overall length | 60
199 | 2026/SPC/N/R/S/00179 | Y | 20306101 | Scissors Tenotomy, Stevens, curved, blunt tips, 105mm (approx.) overall length, stainless steel. | 35
200 | 2026/SPC/N/R/S/00179 | Y | 20306102 | Scissors Tenotomy, Stevens type or similar, curved, blunt tips, 105mm (approx.) overall length, stainless steel. | 45
201 | 2026/SPC/N/R/S/00179 | Y | 20306103 | Scissors Tenotomy, Stevens, curved, blunt tips, 125mm (approx.) overall length, stainless steel | 80
202 | 2026/SPC/N/R/S/00179 | Y | 20306104 | Scissors Tenotomy, Stevens, curved, sharp tips, 105mm (approx.) overall length, stainless steel | 70
203 | 2026/SPC/N/R/S/00179 | Y | 20306105 | Scissors Tenotomy Stevens, straight, sharp tips, 100mm (approx.) overall length, stainless steel | 50
204 | 2026/SPC/N/R/S/00179 | Y | 20306106 | Scissors Tenotomy, Stevens, curved, sharp tips, 125mm (approx.) overall length, stainless steel. | 50
205 | 2026/SPC/N/R/S/00179 | Y | 20306201 | Scissors, Stevens, large ring design, curved, blunt tips, 115mm - 120mm overall length, stainless | 50
206 | 2026/SPC/N/R/S/00179 | Y | 20306202 | Scissors, Stevens, large ring design, straight, blunt tips, 115mm - 120mm overall length, stainless steel. | 12
207 | 2026/SPC/N/R/S/00179 | Y | 20306601 | Scissors Enucleation, rounded curved blades, blunt tips, 135mm (approx.) length, stainless steel. | 30
208 | 2026/SPC/N/R/S/00179 | Y | 20306701 | Scissors (dressing ),Universal bandage Scissors ( to cut gauze, bandages etc) with shaped black bows, carbon steel/stain | 880
209 | 2026/SPC/N/R/S/00179 | Y | 20307401 | Esmarch or Lister Scissors for plaster and cloth cutting, angled to side ,180-200mm approx.total length ,one blade probe | 50
210 | 2026/SPC/N/R/S/00173 | N | 21803701 | Clamp Vascular De Bakey type,(or similar) with ring handle,45 deg.angled jaw, jaw length 53mm,tot.length 125mm | 20 | 3165551.97
211 | 2026/SPC/N/R/S/00173 | Y | 21803702 | Clamp Vascular De Bakey type,with ring handle,90 degrees angled jaw,jaw length 53mm,tot.length 105mm,stainless steel | 15
212 | 2026/SPC/N/R/S/00173 | Y | 21804401 | Bulldog Clamp, Diethrich type or similar, straight, 50mm (approx.) length, stainless steel. | 8
213 | 2026/SPC/N/R/S/00173 | Y | 21805800 | Bulldog Clamp, Diethrich type or similar, angled, 45mm (approx.) length, stainless steel. | 10
214 | 2026/SPC/N/R/S/00173 | Y | 21805801 | Bulldog Clamp, Diethrich type or similar, angled, 50mm (approx.) length, stainless steel. | 12
215 | 2026/SPC/N/R/S/00173 | Y | 21805802 | Bulldog Clamp, Diethrich type or similar, angled, 60mm (approx.) length, stainless steel. | 8
216 | 2026/SPC/N/R/S/00173 | Y | 21805900 | Bulldog Clamp, venous, straight, atraumatic jaws, 30mm (approx.) length, titanium. | 15
217 | 2026/SPC/N/R/S/00173 | Y | 21805901 | Bulldog Clamp, venous, straight, atraumatic jaws, 35mm (approx.) length, titanium. | 10
218 | 2026/SPC/N/R/S/00173 | Y | 21807800 | Cannula Vessel Irrigating, Schmid type or similar, malleable, size 3mm diameter, 150mm (approx.) length | 3
219 | 2026/SPC/N/R/S/00173 | Y | 21807801 | Cannula Vessel Irrigating, Schmid type or similar, malleable, size 4mm diameter, 150mm (approx.) length | 2
220 | 2026/SPC/N/R/S/00173 | Y | 21807802 | Cannula Vessel Irrigating, Schmid type or similar, malleable, size 5mm diameter, 150mm (approx.) length | 2
221 | 2026/SPC/N/R/S/00173 | Y | 21807803 | Cannula Vessel Irrigating, Schmid type or similar, malleable, size 6mm diameter, 150mm (approx.) length | 1
222 | 2026/SPC/N/R/S/00173 | Y | 21809500 | Suction Tube, paediatric, Southhampton type, extra delicate, 3mm diameter tip with 4 holes, with luer hub, 200mm length | 2
223 | 2026/SPC/N/R/S/00131 | N | 12708001 | Fragment specific Plates for upper limb | 50 | 1125000
224 | 2026/SPC/N/R/S/00130 | N | 12609701 | Cervical Collar, soft type, small size. | 2600 | 26294440
225 | 2026/SPC/N/R/S/00130 | Y | 12609702 | Cervical Collar, soft type, medium size. | 15300
226 | 2026/SPC/N/R/S/00130 | Y | 12609703 | Cervical Collar, soft type, large size. | 4600
227 | 2026/SPC/N/R/S/00130 | Y | 12609704 | Cervical Collar, Philadelphia type, small size. | 2500
228 | 2026/SPC/N/R/S/00130 | Y | 12609705 | Cervical Collar, Philadelphia type, medium size. | 4400
229 | 2026/SPC/N/R/S/00130 | Y | 12609706 | Cervical Collar, Philadelphia type, large size. | 2600
230 | 2026/SPC/N/R/S/00129 | N | 12609601 | Bone Cement, for orthopaedic prostheses, high viscosity, antibiotic impregnated, in 40g | 5400 | 111084000
231 | 2026/SPC/N/R/S/00129 | Y | 12609602 | Bone Cement, for orthopaedic prostheses, low viscosity, antibiotic impregnated, in 40g | 750
232 | 2026/SPC/N/R/S/00128 | N | 12609510 | Bipolar hemiarthroplasty implant (Cemented) 41mm. | 1000 | 136350000
233 | 2026/SPC/N/R/S/00128 | Y | 12609511 | Bipolar hemiarthroplasty implant (Cemented) 43mm. | 1000
234 | 2026/SPC/N/R/S/00128 | Y | 12609512 | Bipolar hemiarthroplasty implant (Cemented) 45mm. | 850
235 | 2026/SPC/N/R/S/00128 | Y | 12609518 | Bipolar hemiarthroplasty implant (Un Cemented) 41mm. | 1050
236 | 2026/SPC/N/R/S/00128 | Y | 12609519 | Bipolar hemiarthroplasty implant (Un Cemented) 43mm. | 1050
237 | 2026/SPC/N/R/S/00128 | Y | 12609520 | Bipolar hemiarthroplasty implant (Un Cemented) 45mm. | 1050
238 | 2026/SPC/N/R/S/00127 | N | 12609303 | 39/40mm Hemi Prosthesis, Austin Moore type or similar, narrow stem, head diameter 39mm/40mm, 127mm (approx.) length | 1100 | 76702420
239 | 2026/SPC/N/R/S/00127 | Y | 12609304 | 41/42mm Hemi Prosthesis, Austin Moore type or similar, narrow stem, head diameter 41mm/42mm, 127mm (approx.) length | 2500
240 | 2026/SPC/N/R/S/00127 | Y | 12609305 | 43/44mm Hemi Prosthesis, Austin Moore type or similar, narrow stem, head diameter 43mm/44mm, 127mm (approx.) length | 1700
241 | 2026/SPC/N/R/S/00127 | Y | 12609306 | 45/46mm Hemi Prosthesis, Austin Moore type or similar, narrow stem, head diameter 45mm/46mm, 127mm (approx.) length | 1800
242 | 2026/SPC/N/R/S/00127 | Y | 12609307 | 47/48mm Hemi Prosthesis, Austin Moore type or similar, narrow stem, head diameter 47mm/48mm, 127mm (approx.) length | 700
243 | 2026/SPC/N/R/S/00127 | Y | 12609404 | 41/42mm Hemi Prosthesis, Austin Moore type or similar, standard stem, head diameter 41mm/42mm, 127mm (approx.) length | 2500
244 | 2026/SPC/N/R/S/00127 | Y | 12609405 | 43/44mm Hemi Prosthesis, Austin Moore type or similar, standard stem, head diameter 43mm/44mm, 127mm (approx.) length | 1500
245 | 2026/SPC/N/R/S/00127 | Y | 12609406 | 45/46mm Hemi Prosthesis, Austin Moore type or similar, standard stem, head diameter 45mm/46mm, 127mm (approx.) length | 1400
246 | 2026/SPC/N/R/S/00127 | Y | 12609407 | 47/48mm Hemi Prosthesis, Austin Moore type or similar, standard stem, head diameter 47mm/48mm, 127mm (approx.) length | 1250
247 | 2026/SPC/N/R/S/00126 | N | 12601206 | 10 HOLE Locking Compression Bone Plate (LCP), broad plate, straight, 4.5mm/5.0mm dia. locking head screws, 188mm length | 840 | 273376353.5
248 | 2026/SPC/N/R/S/00126 | Y | 12601207 | 11 HOLE Locking Compression Bone Plate (LCP), broad plate, straight, 4.5mm/5.0mm dia. locking head screws, 206mm length | 950
249 | 2026/SPC/N/R/S/00126 | Y | 12601208 | 12 HOLE Locking Compression Bone Plate (LCP), broad plate, straight, 4.5mm/5.0mm dia. locking head screws, 216mm length | 1150
250 | 2026/SPC/N/R/S/00126 | Y | 12601305 | 8 HOLE Locking Compression Bone Plate, narrow plate for tibia, straight, 152mm length | 750
251 | 2026/SPC/N/R/S/00126 | Y | 12601306 | 9 HOLE Locking Compression Bone Plate, narrow plate for tibia, straight, 170mm lengh | 1100
252 | 2026/SPC/N/R/S/00126 | Y | 12601307 | 10 HOLE Locking Compression Bone Plate,narrow plate for tibia, straight, 188mm length | 650
253 | 2026/SPC/N/R/S/00126 | Y | 12601403 | 6 HOLE Locking Compression Bone Plate,for proximal lateral tibia,right,4.5mm/5.0mm dia. locking head screws,118mm length | 400
254 | 2026/SPC/N/R/S/00126 | Y | 12601404 | 6 HOLE Locking Compression Bone Plate,for proximal lateral tibia, left,4.5mm/5.0mm dia.locking head screws,118mm length | 650
255 | 2026/SPC/N/R/S/00126 | Y | 12601405 | 8 HOLE Locking Compression Bone Plate,for proximal lateral tibia, right,4.5mm/5.0mm dia.locking head screws, 154mm | 750
256 | 2026/SPC/N/R/S/00126 | Y | 12601406 | 8 HOLE Locking Compression Bone Plate,for proximal lateral tibia, left,4.5mm/5.0mm dia.locking head screws,154mm length | 350
257 | 2026/SPC/N/R/S/00126 | Y | 12601409 | 12 HOLE Locking Compression Bone Plate,for proximal lateral tibia,right,4.5mm/5.0mm dia.locking head screws,226mm length | 750
258 | 2026/SPC/N/R/S/00126 | Y | 12601410 | 12 HOLE Locking Compression Bone Plate,for proximal lateral tibia, left,4.5mm/5.0mm dia.locking head screws,226mm length | 750
259 | 2026/SPC/N/R/S/00126 | Y | 12601433 | 30mm length, Locking Screw for Proximal Tibial Locking Plate, 4.5mm dia | 8600
260 | 2026/SPC/N/R/S/00126 | Y | 12601434 | 32mm length, Locking Screw for Proximal Tibial Locking Plate, 4.5mm dia | 4500
261 | 2026/SPC/N/R/S/00126 | Y | 12601435 | 34mm length, Locking Screw for Proximal Tibial Locking Plate, 4.5mm dia | 5600
262 | 2026/SPC/N/R/S/00126 | Y | 12601436 | 36mm length, Locking Screw for Proximal Tibial Locking Plate, 4.5mm dia | 6900
263 | 2026/SPC/N/R/S/00126 | Y | 12601441 | 46mm length, Locking Screw for Proximal Tibial Locking Plate, 4.5mm dia | 4100
264 | 2026/SPC/N/R/S/00126 | Y | 12601442 | 48mm length, Locking Screw for Proximal Tibial Locking Plate, 4.5mm dia | 5400
265 | 2026/SPC/N/R/S/00126 | Y | 12601443 | 50mm length, Locking Screw for Proximal Tibial Locking Plate, 4.5mm dia | 2000
266 | 2026/SPC/N/R/S/00126 | Y | 12601503 | 7 HOLE Locking Compression Bone Plate,for distal femur, right, 4.5mm/5.0mm dia. locking head screw, 196mm length | 1600
267 | 2026/SPC/N/R/S/00126 | Y | 12601504 | 7 HOLE Locking Compression Bone Plate,for distal femur, left, 4.5mm/5.0mm dia. locking head screw, 196mm length | 1600
268 | 2026/SPC/N/R/S/00126 | Y | 12601505 | 9 HOLE Locking Compression Bone Plate,for distal femur, right, 4.5mm/5.0mm dia. locking head screw, 236mm length | 1500
269 | 2026/SPC/N/R/S/00126 | Y | 12601506 | 9 HOLE Locking Compression Bone Plate,for distal femur, left, 4.5mm/5.0mm dia. locking head screw, 236mm length | 1500
270 | 2026/SPC/N/R/S/00126 | Y | 12601507 | 11 HOLE Locking Compression Bone Plate,for distal femur, right, 4.5mm/5.0mm dia. locking head screw, 276mm length | 960
271 | 2026/SPC/N/R/S/00126 | Y | 12601508 | 11 HOLE Locking Compression Bone Plate,for distal femur, left, 4.5mm/5.0mm dia. locking head screw, 276mm length | 950
272 | 2026/SPC/N/R/S/00126 | Y | 12601509 | 13 HOLE Locking Compression Bone Plate,for distal femur, right, 4.5mm/5.0mm dia. locking head screw, 316mm length | 1000
273 | 2026/SPC/N/R/S/00126 | Y | 12601510 | 13 HOLE Locking Compression Bone Plate,for distal femur, left, 4.5mm/5.0mm dia. locking head screw, 316mm length | 850
274 | 2026/SPC/N/R/S/00126 | Y | 12602208 | LCP Locking Head Screw, self tapping, 5.0mm dia. x 30mm length, made of implant quality stainless steel, unsterile. | 12500
275 | 2026/SPC/N/R/S/00126 | Y | 12602209 | LCP Locking Head Screw, self tapping, 5.0mm dia. x 32mm length, made of implant quality stainless steel, unsterile. | 11250
276 | 2026/SPC/N/R/S/00126 | Y | 12602210 | LCP Locking Head Screw, self tapping, 5.0mm dia. x 34mm length, made of implant quality stainless steel, unsterile. | 13750
277 | 2026/SPC/N/R/S/00126 | Y | 12602211 | LCP Locking Head Screw, self tapping, 5.0mm dia. x 36mm length, made of implant quality stainless steel, unsterile. | 15000
278 | 2026/SPC/N/R/S/00126 | Y | 12602212 | LCP Locking Head Screw, self tapping, 5.0mm dia. x 38mm length, made of implant quality stainless steel, unsterile. | 12500
279 | 2026/SPC/N/R/S/00126 | Y | 12602213 | LCP Locking Head Screw, self tapping, 5.0mm dia. x 40mm length, made of implant quality stainless steel, unsterile. | 12500
280 | 2026/SPC/N/R/S/00126 | Y | 12602214 | LCP Locking Head Screw, self tapping, 5.0mm dia. x 42mm length, made of implant quality stainless steel, unsterile.57124 | 5400
281 | 2026/SPC/N/R/S/00126 | Y | 12602215 | LCP Locking Head Screw, self tapping, 5.0mm dia. x 44mm length, made of implant quality stainless steel, unsterile. | 7500
282 | 2026/SPC/N/R/S/00126 | Y | 12602216 | LCP Locking Head Screw, self tapping, 5.0mm dia. x 46mm length, made of implant quality stainless steel, unsterile. | 7500
283 | 2026/SPC/N/R/S/00126 | Y | 12602217 | LCP Locking Head Screw, self tapping, 5.0mm dia. x 48mm length, made of implant quality stainless steel, unsterile. | 7500
284 | 2026/SPC/N/R/S/00126 | Y | 12602218 | LCP Locking Head Screw, self tapping, 5.0mm dia. x 50mm length, made of implant quality stainless steel, unsterile. | 7200
285 | 2026/SPC/N/R/S/00126 | Y | 12602219 | LCP Locking Head Screw, self tapping, 5.0mm dia. x 55mm length, made of implant quality stainless steel, unsterile. | 7000
286 | 2026/SPC/N/R/S/00126 | Y | 12602220 | LCP Locking Head Screw, self tapping, 5.0mm dia. x 60mm length, made of implant quality stainless steel, unsterile. | 10200
287 | 2026/SPC/N/R/S/00126 | Y | 12602221 | LCP Locking Head Screw, self tapping, 5.0mm dia. x 65mm length, made of implant quality stainless steel, unsterile. | 12500
288 | 2026/SPC/N/R/S/00126 | Y | 12602222 | LCP Locking Head Screw, self tapping, 5.0mm dia. x 70mm length, made of implant quality stainless steel, unsterile. | 8000
289 | 2026/SPC/N/R/S/00126 | Y | 12602223 | LCP Locking Head Screw, self tapping, 5.0mm dia. x 75mm length, made of implant quality stainless steel, unsterile. | 8500
290 | 2026/SPC/N/R/S/00126 | Y | 12602224 | LCP Locking Head Screw, self tapping, 5.0mm dia. x 80mm length, made of implant quality stainless steel, unsterile. | 4000
291 | 2026/SPC/N/R/S/00126 | Y | 12602225 | LCP Locking Head Screw, self tapping, 5.0mm dia. x 85mm length, made of implant quality stainless steel, unsterile. | 6200
292 | 2026/SPC/N/R/S/00126 | Y | 12602226 | LCP Locking Head Screw, self tapping, 5.0mm dia. x 90mm length, made of implant quality stainless steel, unsterile. | 5700
293 | 2026/SPC/N/R/S/00123 | N | 12600805 | 6 HOLE Dynamic Compression Bone Plates for small fragment set, 74mm (approx.) length | 4850 | 31595396.6
294 | 2026/SPC/N/R/S/00123 | Y | 12600806 | 7 HOLE Dynamic Compression Bone Plates for small fragment set, 86mm (approx.) length | 7850
295 | 2026/SPC/N/R/S/00123 | Y | 12600807 | 8 HOLE Dynamic Compression Bone Plates for small fragment set, 98mm (approx.) length | 1950
296 | 2026/SPC/N/R/S/00123 | Y | 12600809 | 10 HOLE Dynamic Compression Bone Plates for small fragment set, 122mm (approx.) length | 2000
297 | 2026/SPC/N/R/S/00123 | Y | 12600904 | 6 HOLE One Third Tubular Bone Plates for small fragment set, 73mm (approx.) length | 2250
298 | 2026/SPC/N/R/S/00123 | Y | 12600905 | 7 HOLE One Third Tubular Bone Plates for small fragment set, 85mm (approx.) length | 2800
299 | 2026/SPC/N/R/S/00123 | Y | 12600907 | 9 HOLE One Third Tubular Bone Plates for small fragment set, 109mm (approx.) length | 1600
300 | 2026/SPC/N/R/S/00123 | Y | 12601002 | 6 HOLE Pelvic Reconstruction Plate, straight, for use with 3.5mm diameter screws, 70mm (approx.) length | 850
301 | 2026/SPC/N/R/S/00123 | Y | 12601004 | 9 HOLE Pelvic Reconstruction Plate, straight, for use with 3.5mm diameter screws, 106mm (approx.) length | 1130
302 | 2026/SPC/N/R/S/00123 | Y | 12603207 | 12mm Cortical Bone Screw, self tapping, 1.5mm diameter,for use with mini bone plates, fine | 600
303 | 2026/SPC/N/R/S/00123 | Y | 12603402 | 12mm Cortical Bone Screw, self tapping, 3.5mm diameter,for use with small fragment set, fine | 16250
304 | 2026/SPC/N/R/S/00123 | Y | 12603403 | 14mm Cortical Bone Screw, self tapping, 3.5mm diameter,for use with small fragment set, fine | 23750
305 | 2026/SPC/N/R/S/00123 | Y | 12603404 | 16mm Cortical Bone Screw, self tapping, 3.5mm diameter,for use with small fragment set, fine | 37500
306 | 2026/SPC/N/R/S/00123 | Y | 12603405 | 18mm Cortical Bone Screw, self tapping, 3.5mm diameter,for use with small fragment set, fine | 30500
307 | 2026/SPC/N/R/S/00123 | Y | 12603406 | 20mm Cortical Bone Screw, self tapping, 3.5mm diameter,for use with small fragment set, fine | 15000
308 | 2026/SPC/N/R/S/00123 | Y | 12603602 | 14mm Cancellous Bone Screw Small Fragment Set 4.0mm dia. Fully Threaded | 5000
309 | 2026/SPC/N/R/S/00123 | Y | 12603603 | 16mm Cancellous Bone Screw Small Fragment Set 4.0mm dia. Fully Threaded | 3750
310 | 2026/SPC/N/R/S/00123 | Y | 12603712 | 32mm Cancellous Bone Screw, 4.0mm diameter, for small fragment set, short thread | 4450
311 | 2026/SPC/N/R/S/00123 | Y | 12603713 | 34mm Cancellous Bone Screw, 4.0mm diameter, for small fragment set, short thread | 3350
312 | 2026/SPC/N/R/S/00123 | Y | 12603714 | 40mm Cancellous Bone Screw, 4.0mm diameter, for small fragment set, short thread | 3100
313 | 2026/SPC/N/R/S/00125 | N | 12606001 | 340mm length, Universal Intramedullary Femoral Nail, size 9mm dia. x 340mm | 1500 | 111297633.6
314 | 2026/SPC/N/R/S/00125 | Y | 12606002 | 400mm length, Universal Intramedullary Femoral Nail, size 9mm dia. x 400mm | 1250
315 | 2026/SPC/N/R/S/00125 | Y | 12606003 | 360 mm Universal Intramedullary Femoral Nail-9 mm diameter | 1250
316 | 2026/SPC/N/R/S/00125 | Y | 12606101 | 300mm length, Universal Intramedullary Femoral Nail, size 10mm dia. x 300mm | 1000
317 | 2026/SPC/N/R/S/00125 | Y | 12606102 | 380mm length, Universal Intramedullary Femoral Nail, size 10mm dia. x 380mm | 1250
318 | 2026/SPC/N/R/S/00125 | Y | 12606103 | 400mm length, Universal Intramedullary Femoral Nail, size 10mm dia. x 400mm | 1250
319 | 2026/SPC/N/R/S/00125 | Y | 12606107 | 360 mm Universal Intramedullary Femoral Nail-10 mm dia. | 1250
320 | 2026/SPC/N/R/S/00125 | Y | 12606201 | 300mm length, Universal Intramedullary Femoral Nail, size 11mm dia. x 300mm | 1100
321 | 2026/SPC/N/R/S/00125 | Y | 12606202 | 320mm length, Universal Intramedullary Femoral Nail, size 11mm dia. x 320mm | 1100
322 | 2026/SPC/N/R/S/00125 | Y | 12606203 | 380mm length, Universal Intramedullary Femoral Nail, size 11mm dia. x 380mm | 1250
323 | 2026/SPC/N/R/S/00125 | Y | 12606204 | 400mm length, Universal Intramedullary Femoral Nail, size 11mm dia. x 400mm | 980
324 | 2026/SPC/N/R/S/00125 | Y | 12606208 | 360 mm Universal Intramedullary Femoral Nail,11 mm diameter | 1250
325 | 2026/SPC/N/R/S/00125 | Y | 12606302 | 320mm length, Universal Intramedullary Femoral Nail, size 12mm dia. x 320mm | 1000
326 | 2026/SPC/N/R/S/00125 | Y | 12606303 | 340mm length, Universal Intramedullary Femoral Nail, size 12mm dia. x 340mm | 1000
327 | 2026/SPC/N/R/S/00125 | Y | 12606304 | 400mm length, Universal Intramedullary Femoral Nail, size 12mm dia. x 400mm | 1000
328 | 2026/SPC/N/R/S/00125 | Y | 12606309 | 360 mm Universal Intramedullary Femoral Nail, 12 mm diameter | 1000
329 | 2026/SPC/N/R/S/00125 | Y | 12606406 | Universal Intramedullary Femoral Nail,13 mm diameter | 870
330 | 2026/SPC/N/R/S/00125 | Y | 12606501 | 280mm length, Universal Intramedullary Tibial Nail, size 9mm dia. x 280mm | 1000
331 | 2026/SPC/N/R/S/00125 | Y | 12606502 | 315mm length, Universal Intramedullary Tibial Nail, size 9mm dia. x 315mm | 1500
332 | 2026/SPC/N/R/S/00125 | Y | 12606503 | 330mm length, Universal Intramedullary Tibial Nail, size 9mm dia. x 330mm | 1500
333 | 2026/SPC/N/R/S/00125 | Y | 12606601 | 280mm length, Universal Intramedullary Tibial Nail, size 10mm dia. x 280mm | 1250
334 | 2026/SPC/N/R/S/00125 | Y | 12606606 | 360mm length, Universal Intramedullary Tibial Nail, size 10mm dia. x 360mm | 1500
335 | 2026/SPC/N/R/S/00125 | Y | 12606701 | 330mm length, Universal Intramedullary Tibial Nail, size 11mm dia. x 330mm | 1500
336 | 2026/SPC/N/R/S/00125 | Y | 12606801 | 340mm length, Universal Intramedullary Tibial Nail, size 12mm dia. x 340mm | 1250
337 | 2026/SPC/N/R/S/00125 | Y | 12606901 | 30mm length, 4.9mm diameter Locking Bolt, for universal intramedullary nails | 5000
338 | 2026/SPC/N/R/S/00125 | Y | 12606902 | 32mm length, 4.9mm diameter Locking Bolt, for universal intramedullary nails | 5600
339 | 2026/SPC/N/R/S/00125 | Y | 12606904 | 36mm length, 4.9mm diameter Locking Bolt, for universal intramedullary nails | 7500
340 | 2026/SPC/N/R/S/00125 | Y | 12606905 | 38mm length, 4.9mm diameter Locking Bolt, for universal intramedullary nails | 6250
341 | 2026/SPC/N/R/S/00125 | Y | 12606906 | 40mm length, 4.9mm diameter Locking Bolt, for universal intramedullary nails | 5450
342 | 2026/SPC/N/R/S/00125 | Y | 12606907 | 42mm length, 4.9mm diameter Locking Bolt, for universal intramedullary nails | 6000
343 | 2026/SPC/N/R/S/00122 | N | 12600105 | 8 HOLE DCP, Broad Plate, plate profile (approx.) 16mm width x 4.5mm thickness, 8 holes x 135mm (approx.) length. | 1000 | 36194564.5
344 | 2026/SPC/N/R/S/00122 | Y | 12600106 | 9 HOLE DCP, Broad Plate, plate profile (approx.) 16mm width x 4.5mm thickness, 9 holes x 151mm (approx.) length. | 1000
345 | 2026/SPC/N/R/S/00122 | Y | 12600107 | 10 HOLE DCP, Broad Plate, plate profile (approx.) 16mm width x 4.5mm thickness, 10 holes x 167mm (approx.) length. | 1000
346 | 2026/SPC/N/R/S/00122 | Y | 12600205 | 8 HOLE DCP, Narrow Plate, plate profile (approx.) 16mm width x 4.5mm thickness, 8 holes x 135mm (approx.) length | 1250
347 | 2026/SPC/N/R/S/00122 | Y | 12600206 | 9 HOLE DCP, Narrow Plate, plate profile (approx.) 16mm width x 4.5mm thickness, 9 holes x 151mm (approx.) length | 1250
348 | 2026/SPC/N/R/S/00122 | Y | 12600207 | 10 HOLE DCP, Narrow Plate, plate profile (approx.) 16mm width x 4.5mm thickness, 10 holes x 167mm (approx.) length | 1000
349 | 2026/SPC/N/R/S/00122 | Y | 12600208 | 11 HOLE DCP, Narrow Plate, plate profile (approx.) 16mm width x 4.5mm thickness, 11 holes x 183mm (approx.) length | 850
350 | 2026/SPC/N/R/S/00122 | Y | 12600209 | 12 HOLE DCP, Narrow Plate, plate profile (approx.) 16mm width x 4.5mm thickness, 12 holes x 199mm (approx.) length | 750
351 | 2026/SPC/N/R/S/00122 | Y | 12600603 | 4 HOLE T - buttress Bone Plate for tibia, plate profile 16mm width x 2.0mm thickness, head width 34mm, 4 hole x 80mm | 1000
352 | 2026/SPC/N/R/S/00122 | Y | 12600605 | 6 HOLE T - buttress Bone Plate for tibia, plate profile 16mm width x 2.0mm thickness, head width 34mm, 3 hole x 112mm | 1000
353 | 2026/SPC/N/R/S/00122 | Y | 12600607 | 8 HOLE T - buttress Bone Plate for tibia, plate profile 16mm width x 2.0mm thickness, head width 34mm, 3 hole x 144mm | 750
354 | 2026/SPC/N/R/S/00122 | Y | 12602403 | 3 HOLE/5 HOLE T Bone Plate, right angled, 3 hole head T x 5 hole shaft, 67mm (approx.) length | 750
355 | 2026/SPC/N/R/S/00122 | Y | 12602602 | 2 HOLE/6 HOLE T Bone Plate, for humeral & tibial head, 2 hole head T x 6 hole shaft, 148mm (approx.) length | 750
356 | 2026/SPC/N/R/S/00122 | Y | 12603507 | Cortical Bone Screw diameter 4.5mm ,self tapping, 26mm length | 10000
357 | 2026/SPC/N/R/S/00122 | Y | 12603508 | Cortical Bone Screw diameter 4.5mm ,self tapping, 28mm length | 15000
358 | 2026/SPC/N/R/S/00122 | Y | 12603509 | Cortical Bone Screw diameter 4.5mm , 30mm length ,self tapping | 18700
359 | 2026/SPC/N/R/S/00122 | Y | 12603510 | Cortical Bone Screw diameter 4.5mm , 32mm length, ,self tapping | 8500
360 | 2026/SPC/N/R/S/00122 | Y | 12603511 | Cortical Bone Screw diameter 4.5mm ,34mm length, ,self tapping | 9800
361 | 2026/SPC/N/R/S/00122 | Y | 12603512 | Cortical Bone Screw diameter 4.5mm , 36mm length ,self tapping | 17100
362 | 2026/SPC/N/R/S/00122 | Y | 12603513 | Cortical Bone Screw diameter 4.5mm ,38mm length ,self tapping. | 20000
363 | 2026/SPC/N/R/S/00122 | Y | 12603514 | Cortical Bone Screw diameter 4.5mm , 40mm length ,self tapping | 18750
364 | 2026/SPC/N/R/S/00122 | Y | 12603515 | Cortical Bone Screw diameter 4.5mm, 42mm length ,self tapping | 15000
365 | 2026/SPC/N/R/S/00122 | Y | 12603516 | Cortical Bone Screw diameter 4.5mm ,44mm length ,self tapping | 10000
366 | 2026/SPC/N/R/S/00122 | Y | 12603808 | Cancellous Bone Screw Large 6.5mm dia. 16mm Threaded AO type 60mm length | 2500
367 | 2026/SPC/N/R/S/00122 | Y | 12603809 | Cancellous Bone Screw Large 6.5mm dia. 32mm Threaded AO type 65mm length | 2500
368 | 2026/SPC/N/R/S/00122 | Y | 12603810 | Cancellous Bone Screw Large 6.5mm dia. 16mm Threaded AO type 70mm length | 2500
369 | 2026/SPC/N/R/S/00122 | Y | 12603811 | Cancellous Bone Screw Large 6.5mm dia. 32mm Threaded AO type 75mm length | 3100
370 | 2026/SPC/N/R/S/00122 | Y | 12603812 | Cancellous Bone Screw Large 6.5mm dia. 16mm Threaded AO type 80mm length | 3750
371 | 2026/SPC/N/R/S/00122 | Y | 12603813 | Cancellous Bone Screw Large 6.5mm dia. 32mm Threaded AO type 85mm length | 3100
372 | 2026/SPC/N/R/S/00122 | Y | 12603907 | 55mm Cancellous Bone Screw, 6.5mm diameter, for large fragment set, 16mm thread length | 2500
373 | 2026/SPC/N/R/S/00122 | Y | 12603908 | 60mm Cancellous Bone Screw, 6.5mm diameter, for large fragment set, 16mm thread length | 2500
374 | 2026/SPC/N/R/S/00122 | Y | 12603909 | 65mm Cancellous Bone Screw, 6.5mm diameter, for large fragment set, 16mm thread length | 2500
375 | 2026/SPC/N/R/S/00122 | Y | 12603910 | 70mm Cancellous Bone Screw, 6.5mm diameter, for large fragment set, 16mm thread length | 3100
376 | 2026/SPC/N/R/S/00122 | Y | 12604007 | 60mm Cancellous Bone Screw, 6.5mm diameter, for large fragment set, fully threaded | 2750
377 | 2026/SPC/N/R/S/00122 | Y | 12604008 | 65mm Cancellous Bone Screw, 6.5mm diameter, for large fragment set, fully threaded | 2500
378 | 2026/SPC/N/R/S/00122 | Y | 12604009 | 70mm Cancellous Bone Screw, 6.5mm diameter, for large fragment set, fully threaded | 2500
379 | 2026/SPC/N/R/S/00122 | Y | 12604010 | 75mm Cancellous Bone Screw, 6.5mm diameter, for large fragment set, fully threaded | 2500
380 | 2026/SPC/N/R/S/00008 | N | 14803001 | Sterilization packaging material for surgical instruments, size 7.5cm, in reel. | 2500 | 74630350
381 | 2026/SPC/N/R/S/00008 | Y | 14803002 | Sterilization packaging material for surgical instruments, size 15cm, in reel. | 1500
382 | 2026/SPC/N/R/S/00008 | Y | 14803003 | Sterilization packaging material for surgical instruments, size 30cm, in reel. | 1200
383 | 2026/SPC/N/R/S/00008 | Y | 14820001 | Autoclavable Adhesive Tape with Indicator for autoclaving process, 19mm width, 50 meter (approx) length in a reel. | 20000
384 | 2026/SPC/N/R/S/00008 | Y | 14830001 | Lubricating Oil, for hand pieces and surgical instruments, in spray can/gun, | 3000
385 | 2026/SPC/N/R/S/00077 | N | 14100001 | #N/A | 7700000 | 693421600
386 | 2026/SPC/N/R/S/00077 | Y | 14100104 | I.V. Cannula with Injection port size 18Gx45mm | 3520000
387 | 2026/SPC/N/R/S/00077 | Y | 14100105 | I.V. Cannula with Injection port size 20Gx32mm | 6000000
388 | 2026/SPC/N/R/S/00077 | Y | 14100106 | I.V. Cannula with Injection port size 22Gx25mm | 2400000
389 | 2026/SPC/N/R/S/00077 | Y | 14100107 | I.V. Cannula with Injection port size 24Gx19mm | 330000
390 | 2026/SPC/N/R/S/00077 | Y | 14100202 | I.V. Cannula without Injection port 24Gx19mm | 125000
391 | 2026/SPC/N/R/S/00077 | Y | 14100203 | I.V. Cannula without Injection port 26Gx17mm | 390000
392 | 2026/SPC/N/R/S/00077 | Y | 14100204 | I.V.cannula with injection port 26G x 17mm Long Cannula | 145000
393 | 2026/SPC/N/R/S/00078 | N | 14100300 | Arterial Catheter Kit 20G/3Fr - 8cm,for pressure monitoring. | 8000 | 16283895.35
394 | 2026/SPC/N/R/S/00078 | Y | 14100302 | Arterial Catheter Kit 22G/2Fr - 3cm, | 850
395 | 2026/SPC/N/R/S/00078 | Y | 14100304 | Arterial Catheter Kit 20G/3Fr - 3cm - 4cm, for pressure monitoring, Seldinger technique, comprising; Puncture needle: C | 225
396 | 2026/SPC/N/R/S/00078 | Y | 14100306 | Arterial Catheter Kit 18G/4Fr - 8cm, for pressure monitoring, | 425
397 | 2026/SPC/N/R/S/00078 | Y | 14100307 | Arterial Catheter Kit 18G/4Fr - 8cm, for pressure monitoring, | 260
398 | 2026/SPC/N/R/S/00133 | N | 13800601 | Epidural Anaesthesia Set with needle 16Gx(90mm-100mm), bacterial filter & catheter size 18Gx80mm | 1600 | 17388743
399 | 2026/SPC/N/R/S/00133 | Y | 13800602 | Epidural Anaesthesia Set with needle 18Gx(80mm-100mm), bacterial filter & catheter size 19G/20Gx90cm | 1800
400 | 2026/SPC/N/R/S/00133 | Y | 13800901 | Epidural Needle, Needle: size 16G X 90-100mm long with Tuohy bevel and transparent hub, sterile | 900
401 | 2026/SPC/N/R/S/00133 | Y | 13800902 | Epidural Needle, Needle, extra long: size 16G X 110-130mm long with Tuohy bevel and transparent hub, sterile | 1000
402 | 2026/SPC/N/R/S/00133 | Y | 13800904 | Epidural Needle, Needle, extra long: size 18G X 110-130mm long with Tuohy bevel and transparent hub, sterile | 1000
403 | 2026/SPC/N/R/S/00133 | Y | 13801104 | Reservoir Bag, paediatric size - 0.5 litre capacity, non latex green or blue, oval shape, closed ended, with 15F fittin | 800
404 | 2026/SPC/N/R/S/00133 | Y | 13801301 | Face mask paediatric,R/B, Size 0 | 400
405 | 2026/SPC/N/R/S/00133 | Y | 13801501 | Infant Ayre T-piece system disposable. | 3500
406 | 2026/SPC/N/R/S/00135 | N | 13801603 | Double lumen endotracheal tube with catheter mounts Left 32FG | 125 | 42445475.65
407 | 2026/SPC/N/R/S/00135 | Y | 13801604 | Double lumen endotracheal tube with catheter mounts Left 35FG. | 120
408 | 2026/SPC/N/R/S/00135 | Y | 13801609 | Double lumen endotracheal tube with catheter mounts Left 39FG | 300
409 | 2026/SPC/N/R/S/00135 | Y | 13801701 | Endotracheal Tube Exchangersize 1mm -1.5mm ID, 8.0Fr OD | 400
410 | 2026/SPC/N/R/S/00135 | Y | 13801702 | Endotracheal Tube Exchanger,size 2mm - 2.5mm ID,11.0Fr OD | 720
411 | 2026/SPC/N/R/S/00135 | Y | 13801703 | Endotracheal Tube Exchangersize 3 - 3.5 mm ID, 14.0Fr OD | 1600
412 | 2026/SPC/N/R/S/00135 | Y | 13802105 | Laryngeal Mask Air Way, Classic type, size 3, latex free, autoclavable. | 2400
413 | 2026/SPC/N/R/S/00135 | Y | 13802106 | Laryngeal Mask Airway size 4 with silicone mask & inflation pilot balloon, 15mm connector, non sterile & autoclavable. | 1000
414 | 2026/SPC/N/R/S/00135 | Y | 13802110 | Laryngeal Mask Air Way, Classic type, size 1, latex free, disposable. | 700
415 | 2026/SPC/N/R/S/00135 | Y | 13802111 | Laryngeal Mask Air Way, Classic type, size 1.5, latex free, disposable. | 700
416 | 2026/SPC/N/R/S/00135 | Y | 13802112 | Laryngeal Mask Air Way, Classic type, size 2, latex free, disposable. | 500
417 | 2026/SPC/N/R/S/00135 | Y | 13802113 | Laryngeal Mask Air Way, Classic type, size 2.5, latex free, disposable. | 1000
418 | 2026/SPC/N/R/S/00135 | Y | 13802114 | Laryngeal Mask Air Way, Classic type, size 3, latex free, disposable. | 1500
419 | 2026/SPC/N/R/S/00135 | Y | 13802115 | Laryngeal Mask Air Way, Classic type, size 4, latex free, disposable. | 1800
420 | 2026/SPC/N/R/S/00135 | Y | 13802116 | Laryngeal Mask Air Way, Classic type, size 5, latex free, disposable. | 700
421 | 2026/SPC/N/R/S/00138 | N | 13803900 | Anaesthetic Face Mask, for Adult (size 5), transparent plastic, with 22mm fitting, with pre-inflated cushion at base to | 1000 | 3578239.5
422 | 2026/SPC/N/R/S/00138 | Y | 13803901 | Anaesthetic Face Mask,Small Adult (size 4) reusable. | 1000
423 | 2026/SPC/N/R/S/00138 | Y | 13803902 | Anaesthetic Face Mask, for Adult (size 5), transparent Silicone, with 22mm fitting, Non cushion | 1000
424 | 2026/SPC/N/R/S/00138 | Y | 13803903 | Anaesthetic Face Mask, for small Adult (size 4), transparent Silicone, with 22mm fitting, Non cushion | 900
425 | 2026/SPC/N/R/S/00138 | Y | 13804001 | Anaesthetic Face Mask, for Small Child (size 2) reusable. | 300
426 | 2026/SPC/N/R/S/00138 | Y | 13804100 | Anaesthetic Face Mask, for Paediatric (size 1) reusable. | 350
427 | 2026/SPC/N/R/S/00138 | Y | 13804101 | Anaesthetic Face Mask, for Paediatric (size 1), transparent Silicone, with 15mm fitting, Non cushion | 300
428 | 2026/SPC/N/R/S/00138 | Y | 13804200 | Anaesthetic Face Mask for Infant (size 0) reusable. | 100
429 | 2026/SPC/N/R/S/00138 | Y | 13804203 | Anaesthetic Face Mask, forNeonate (size 00), transparent Silicone, with 15mm fitting, Non cushion | 240
430 | 2026/SPC/N/R/S/00137 | N | 13803106 | Adult :Ventilator circuits for passive humidification | 2400 | 23224273.5
431 | 2026/SPC/N/R/S/00137 | Y | 13803107 | Adult : Ventilator circuits for active humidification | 2200
432 | 2026/SPC/N/R/S/00137 | Y | 13803108 | Ventilator circuits for neonatal ventilators | 1500
433 | 2026/SPC/N/R/S/00137 | Y | 13803201 | Paediatric Mapleson C - breathing system for physiotherapy | 800
434 | 2026/SPC/N/R/S/00137 | Y | 13803202 | Adult Mapleson C breathing/ bagging system for Physiothrapy | 1600
435 | 2026/SPC/N/R/S/00137 | Y | 13803302 | Anaesthetic Circle System, Adult,22mm diameter clear plastic tubes, 1.6m length, with luer elbow and resevoir bag 0.2L. | 3000
436 | 2026/SPC/N/R/S/00137 | Y | 13803503 | Y Connector 22m/15F-22M | 1300
437 | 2026/SPC/N/R/S/00137 | Y | 13803602 | Endotracheal Tube with Subglottic Suction line, | 250
438 | 2026/SPC/N/R/S/00137 | Y | 13803603 | Endotracheal Tube with Subglottic Suction line | 250
439 | 2026/SPC/N/R/S/00137 | Y | 13803604 | Endotracheal Tube with Subglottic Suction line, | 500
440 | 2026/SPC/N/R/S/00137 | Y | 13803605 | E Tube with Subglottic Suction, size 7.5mm ID/ 10.8mm OD, 305mm - 325mm | 800
441 | 2026/SPC/N/R/S/00137 | Y | 13803607 | Endotracheal Tube with Subglottic Suction line, ET Tube: Cuffed Endotracheal Tubes Murphy Eye, , size 8.0mm ID/ 11.9m | 650
442 | 2026/SPC/N/R/S/00137 | Y | 13803608 | Endotracheal Tube with Subglottic Suction line, ET Tube: Cuffed Endotracheal Tubes Murphy Eye, , size 8.5mm ID/ 12.4m | 500
443 | 2026/SPC/N/R/S/00137 | Y | 13803701 | Bronchial Blocker Set, comprising; Catheter: Size 5Fr, 65cm length | 60
444 | 2026/SPC/N/R/S/00137 | Y | 13803702 | Bronchial Blocker Set, comprising; Catheter: Size 7Fr, 65cm length | 12
445 | 2026/SPC/N/R/S/00139 | N | 13804002 | naesthetic Face Mask, for Child (size 3), transparent Silicone, with 22mm fitting, Non cushion | 300 | 85556136
446 | 2026/SPC/N/R/S/00139 | Y | 13804400 | Pencil Point Spinal Needle 27G(0.40mm ID ) with 88mm length, with introducer needle 22G( 0.75mm ID), 35mm- total length. | 3000
447 | 2026/SPC/N/R/S/00139 | Y | 13804401 | Pencil Point Spinal Needles 27G 0.5mm ID x 50mm, without guide needle (20G). | 900
448 | 2026/SPC/N/R/S/00139 | Y | 13804500 | Pencil Point Spinal Needle 25G 0.5mm ID x 50mm length, together with guide needle 20G0.9mm ID x 35mm-38mm | 1800
449 | 2026/SPC/N/R/S/00139 | Y | 13804501 | Pencil Point Spinal Needle 25G 0.5mm ID x 88mm length, together with guide needle 20G 0.9mm ID x 35mm-38mm | 70000
450 | 2026/SPC/N/R/S/00139 | Y | 13804502 | Pencil Point Spinal Needle 25G 0.5mm ID x 103mm length, together with guide needle 20G 0.9mm ID x 35mm-38mm | 100000
451 | 2026/SPC/N/R/S/00139 | Y | 13805002 | Spinal needle pencil point 22G, 0.7mm x 88mm with guide needle | 16000
452 | 2026/SPC/N/R/S/00141 | N | 13805003 | Non invasive ventilator masks with head gear & harness | 450 | 900000
453 | 2026/SPC/N/R/S/00142 | N | 13900302 | Suction Catheters for Endotracheal and Endobronchial use, size 6FG, 35cm - 50cm length | 167000 | 81612990
454 | 2026/SPC/N/R/S/00142 | Y | 13900303 | Suction Catheters for Endotracheal and Endobronchial use, size 8FG, 35cm - 50cm length | 75000
455 | 2026/SPC/N/R/S/00142 | Y | 13900305 | Suction Catheters for Endotracheal and Endobronchial use, size 12FG, 35cm - 45cm length | 100000
456 | 2026/SPC/N/R/S/00142 | Y | 13900400 | Oxygen Mask/Hudson mask with Tubing for Adult, 180cm to 220cm long tube | 400000
457 | 2026/SPC/N/R/S/00142 | Y | 13900401 | Oxygen Mask/ Hudson mask with Tubing for Paediatric, 180cm to 220cm long tube | 150000
458 | 2026/SPC/N/R/S/00142 | Y | 13900402 | Oxygen Mask/Hudson mask with Tubing for Infant, 180cm to 220cm long tube | 15000
459 | 2026/SPC/N/R/S/00142 | Y | 13900500 | Nasal oxygen cannula with nasal tips for Adult, 200cm - 220cm length | 150000
460 | 2026/SPC/N/R/S/00143 | N | 13900504 | Nasal Oxygen Cannula Set for Neonate | 15000 | 126943400
461 | 2026/SPC/N/R/S/00143 | Y | 13901301 | Drug Nebulizing kit for Adult with face mask | 635000
462 | 2026/SPC/N/R/S/00143 | Y | 13901302 | Drug Nebulizing Kit with face mask for Paediatric | 100000
463 | 2026/SPC/N/R/S/00143 | Y | 13901304 | Nebulizing Kit, Neonatel/ Paediatric for intubated children, with 500 ml open ended bag. | 1700
464 | 2026/SPC/N/R/S/00143 | Y | 13901306 | Drug Nebulizing Kit with mouth pices for Adults,Jet nebulizing | 4000
465 | 2026/SPC/N/R/S/00143 | Y | 13901308 | Nebulizing Kit, for intubated adults, T piece with 22mm male/22mm male & 22mm female connectors, sterile. | 2300
466 | 2026/SPC/N/R/S/00144 | N | 13900403 | Non rebreathing masks-Adult | 75000 | 19035280
467 | 2026/SPC/N/R/S/00144 | Y | 13900407 | Non rebreathing masks Paediatric | 4000
468 | 2026/SPC/N/R/S/00144 | Y | 13900408 | Rebreathing/partial Rebreathing mask ,Adult | 2100
469 | 2026/SPC/N/R/S/00144 | Y | 13902301 | Oral Airway for Child, Guedel type or similar, size 0 (5.0cm - 5.5cm length) | 3000
470 | 2026/SPC/N/R/S/00144 | Y | 13902402 | Bacterial & Viral filter Paediatric, Efficiency 99.99%, dead space less than 15mm, weight less than 15g, sterile. | 8500
471 | 2026/SPC/N/R/S/00145 | N | 13902504 | Volumetric incentive spirometer - Paediatric,coach -2 | 200 | 35842660
472 | 2026/SPC/N/R/S/00145 | Y | 13902701 | Mucus Extractor for for aspiration of mucus in Neonates | 3750
473 | 2026/SPC/N/R/S/00145 | Y | 13903501 | Venturi Aersol Kit for Adult, consist of adult aerosol mask with elastic strap | 10000
474 | 2026/SPC/N/R/S/00145 | Y | 13904201 | Resuscitator Set for Adult, Reusable Manual type | 4500
475 | 2026/SPC/N/R/S/00145 | Y | 13904203 | Resuscitator Set for Neonate/Infant, | 400
476 | 2026/SPC/N/R/S/00163 | N | 22200201 | Cylinder new empty for N2O 908 L PI | 80 | 282224731.5
477 | 2026/SPC/N/R/S/00163 | Y | 22200202 | Cylinder new empty for N2O 1816L PI | 30
478 | 2026/SPC/N/R/S/00163 | Y | 22200301 | Cylinder new empty for O2 680 L BN | 600
479 | 2026/SPC/N/R/S/00163 | Y | 22200302 | Cylinder new empty for O2 1360 L BN | 1000
480 | 2026/SPC/N/R/S/00163 | Y | 22200303 | Cylinder new empty for O2 6800L BN | 400
481 | 2026/SPC/N/R/S/00163 | Y | 22200401 | Cylinder new empty for O2 680L PI | 50
482 | 2026/SPC/N/R/S/00163 | Y | 22200701 | Flow meter & regulator for oxygen cylinders with side valve connection | 2000
483 | 2026/SPC/N/R/S/00163 | Y | 22200702 | Flow meter & regulator for oxygen cylinders with top valve connection | 2000
484 | 2026/SPC/N/R/S/00163 | Y | 22200703 | Oxygen Flow Meter and Regulator with Gauge and non- disposable, | 1000
485 | 2026/SPC/N/R/S/00163 | Y | 22200704 | Flow Meter and Regulator with Gauge and non- disposable Humidifier | 150
486 | 2026/SPC/N/R/S/00163 | Y | 22200801 | Keys for gas cylinders having pin index type valves | 150
487 | 2026/SPC/N/R/S/00174 | N | 22100001 | Anaesthetic Laryngoscope with Miller Blades | 200 | 22593792
488 | 2026/SPC/N/R/S/00174 | Y | 22100701 | Forceps for Introducing Magill type Endotracheal Tubes, curved handles, Child size, stainless steel. | 60
489 | 2026/SPC/N/R/S/00174 | Y | 22100702 | Forceps for Introducing Magill type Endotracheal Tubes, curved handles, Adult size, stainless steel. | 200
490 | 2026/SPC/N/R/S/00174 | Y | 22100703 | Forceps for Introducing Magill type Endotracheal Tubes, curved handles, Neonatal | 100
491 | 2026/SPC/N/R/S/00174 | Y | 22101701 | Anaesthetic Laryngoscope Mackintosh, Folding Type, Paediatric Set, | 150
492 | 2026/SPC/N/R/S/00174 | Y | 22101901 | Anaesthetic Laryngoscope with McCoy Blades, Folding Type, Adult Set | 100
493 | 2026/SPC/N/R/S/00197 | N | 18200401 | Dental Floss, minimum length 20m. | 13000 | 18885360
494 | 2026/SPC/N/R/S/00197 | Y | 18200601 | Disposable Saliva Ejector/ Sucker Nozzle (100 in a pack) | 17500
495 | 2026/SPC/N/R/S/00205 | N | 18103101 | Root Canal Hand K Files, ISO sizes 45 - 80 assorted, 25mm length, stainless steel. | 6000 | 16764819.25
496 | 2026/SPC/N/R/S/00205 | Y | 18103102 | Root Canal Hand K Files, ISO sizes 15 - 40 assorted, 21mm length, stainless steel. | 6700
497 | 2026/SPC/N/R/S/00205 | Y | 18103104 | Root Canal Hand K Files, ISO sizes 15 - 40 assorted, 28mm length, stainless steel. | 5300
498 | 2026/SPC/N/R/S/00205 | Y | 18103105 | Root Canal Hand K Files, ISO sizes 15 - 40 assorted, 25mm length, stainless steel. | 3600
499 | 2026/SPC/N/R/S/00205 | Y | 18103107 | Root Canal Hand K Files, ISO sizes 010, 25mm length, stainless steel. | 7000
500 | 2026/SPC/N/R/S/00205 | Y | 18103110 | Root Canal Hand K Files, ISO sizes 008, 25mm length, stainless steel. | 6200
501 | 2026/SPC/N/R/S/00205 | Y | 18103111 | Root Canal Hand K Files, ISO sizes 45 - 80 assorted, 28mm length, stainless steel. | 1200
502 | 2026/SPC/N/R/S/00205 | Y | 18103113 | Root Canal Hand K Files, ISO sizes 15 Individual, 25mm length, stainless steel. | 3800
503 | 2026/SPC/N/R/S/00205 | Y | 18103114 | Root Canal Hand K Files, ISO sizes 20 Individual, 25mm length, stainless steel. | 3250
504 | 2026/SPC/N/R/S/00205 | Y | 18103115 | Root Canal Hand K Files, ISO sizes 25 Individual, 25mm length, stainless steel. | 3250
505 | 2026/SPC/N/R/S/00205 | Y | 18103202 | Root Canal Hand H Files, ISO sizes 45 - 80 assorted, 25mm length, stainless steel. | 2300
506 | 2026/SPC/N/R/S/00205 | Y | 18103205 | Root Canal Hand H Files, ISO sizes 15 - 40 assorted, 25mm length, S/S | 1375
507 | 2026/SPC/N/R/S/00205 | Y | 18103601 | Finger Root Canal Spreader, ISO sizes 015 - 040 assorted, length 25mm, Nickel Titanium. | 3700
508 | 2026/SPC/N/R/S/00169 | N | 15300004 | Control Radial Expansion Wire Guided Esophageal/ Pyloric/ Colonic/ Biliary Balloon Dilator:balloon dia.12mm-15mm | 80 | 470988063.1
509 | 2026/SPC/N/R/S/00169 | Y | 15301501 | Control Radial Expansion Esophegeal dilatation balloon - pressure device (Compatible with balloon) | 16
510 | 2026/SPC/N/R/S/00169 | Y | 15302001 | Esophageal Band Ligation Set: Esophageal bands with applicator | 8600
511 | 2026/SPC/N/R/S/00169 | Y | 15302002 | Esophageal Band Ligation - Esophageal bands without applicator | 1200
512 | 2026/SPC/N/R/S/00169 | Y | 15303001 | Esophageal Self Expandable Partially covered Nitinol Metal Stent 10cm | 250
513 | 2026/SPC/N/R/S/00169 | Y | 15303002 | Esophageal Self Expandable Partially covered Nitinol Metal Stent 12cm | 180
514 | 2026/SPC/N/R/S/00169 | Y | 15303003 | Esophageal Self Expandable Partially covered Nitinol Metal Stent 15cm | 150
515 | 2026/SPC/N/R/S/00169 | Y | 15303005 | Esophageal Self Expandable Fully covered Nitinol Metal Stent 10cm | 220
516 | 2026/SPC/N/R/S/00169 | Y | 15303006 | Esophageal Self Expandable Fully covered Nitinol Metal Stent 12cm-13.5cm | 150
517 | 2026/SPC/N/R/S/00169 | Y | 15303007 | Esophageal Self Expandable Fully covered Nitinol Metal Stent 15cm | 160
518 | 2026/SPC/N/R/S/00169 | Y | 15303503 | Standard feeding PEG System (Pull Type) 24Fr, sterile. | 3200
519 | 2026/SPC/N/R/S/00171 | N | 15310301 | Polyp Retrieval Net Device: loop width 28-35mm, working length 230cm (approx.), minimum working channel diameter 2.8mm, | 150 | 63957477
520 | 2026/SPC/N/R/S/00171 | Y | 15313504 | Endoscopic Injection needle: 23 Gauge 6-7mm needle projection, 230cm (approx.) | 180
521 | 2026/SPC/N/R/S/00171 | Y | 15314002 | Endoscopic Haemostatic clips: clip arm length: 4-6mm, clip angle 120-135', sterile. (compatible with 15314001& 1531408) | 200
522 | 2026/SPC/N/R/S/00171 | Y | 15314006 | Endoscopic Haemostatic pre loaded single use clips (Clip mounted on applicator): jaw opening length 10-15mm, | 500
523 | 2026/SPC/N/R/S/00171 | Y | 15314007 | Endoscopic Haemostatic pre loaded single use clips (Clip mounted on applicator): jaw opening length 10-15mm, working | 250
524 | 2026/SPC/N/R/S/00171 | Y | 15314008 | Endoscopic Haemostatic clip applicator 160-190cm | 80
525 | 2026/SPC/N/R/S/00171 | Y | 15315502 | Endoscopic Biopsy forceps standard capacity with Needle,160cm | 100
526 | 2026/SPC/N/R/S/00171 | Y | 15315504 | Endoscopic Biopsy forceps Large capacity with Needle,160cm | 120
527 | 2026/SPC/N/R/S/00171 | Y | 15315602 | Endoscopic Biopsy forceps standard capacity with Needle: working length 240cm, minimum working channel diameter 2.8mm, | 150
528 | 2026/SPC/N/R/S/00171 | Y | 15319601 | Endoscopic Cleaning Brush for colonoscope, 15cm - 20cm length brush, 160cm | 200
529 | 2026/SPC/N/R/S/00171 | Y | 15320001 | N-butyl-2-cyanoacrylate glue preparation for Injection haemostasis vial, sterile. | 1000
530 | 2026/SPC/N/R/S/00190 | N | 21000201 | Introducer for Balloon Catheters, 460mm(approx.) length, stainless steel. | 30 | 191850146.26
531 | 2026/SPC/N/R/S/00190 | Y | 21001002 | Urethral Dilator Curved Set, double ended, comprising; sizes 4mm/7mm - 15mm/18mm, stainless steel. | 9
532 | 2026/SPC/N/R/S/00190 | Y | 21001003 | Urethral Dilator Curved Set, single ended, comprising; sizes 6Fr - 28Fr, stainless steel. | 15
533 | 2026/SPC/N/R/S/00190 | Y | 21001004 | Urethral Dilator Curved Set, s. ended with guide wire channel, 6Fr - 28Fr, stainless steel. | 20
534 | 2026/SPC/N/R/S/00190 | Y | 21001101 | Telescope Bridge for adult cystoscope with two instrument channels catheter deflecting mechanism with rachet | 40
535 | 2026/SPC/N/R/S/00190 | Y | 21001102 | Telescope Bridge for adult cystoscope with 2 instrument channels,without deflecting mechanism. | 50
536 | 2026/SPC/N/R/S/00190 | Y | 21001103 | Telescope Bridge for paediatric cystoscope with two instrument channels,catheter deflecting mechanism with rachet | 4
537 | 2026/SPC/N/R/S/00190 | Y | 21001501 | Telescope for adult Cystoscope, 0 degree, 4mm diameter, autoclavable, Karlstorz type, stainless steel. | 28
538 | 2026/SPC/N/R/S/00190 | Y | 21001505 | Telescope for adult Cystoscope, 12 degrees, 4mm diameter, autoclavable, Karlstorz type, stainless steel. | 23
539 | 2026/SPC/N/R/S/00190 | Y | 21001510 | Telescope for adult Cystoscope, 30 degrees, 4mm diameter, autoclavable, Karlstorz type, stainless steel. | 26
540 | 2026/SPC/N/R/S/00190 | Y | 21001513 | Telescope for Paediatric Cystoscope, 30 degrees,2.7mmmm diameter, autoclavable, Karlstorz type, stainless steel. | 16
541 | 2026/SPC/N/R/S/00190 | Y | 21001514 | Telescope for Paediatric Cystoscope, 0 degree, 2.7mm diameter, autoclavable, Karlstorz type, stainless steel. | 4
542 | 2026/SPC/N/R/S/00190 | Y | 21001517 | Telescope for use with paediatric cystoscope, 0 degree, 1.2mm dia., 18cm length, autoclavable, stainless steel | 8
543 | 2026/SPC/N/R/S/00190 | Y | 21001518 | Telescope for use with paediatric resectoscope, 0 degree, 1.9mm/2.1mm dia., 18cm length | 6
544 | 2026/SPC/N/R/S/00190 | Y | 21001601 | Working Element Set for size 24Fr Resectoscope sheath, Karlstorz type or similar, stainless steel. | 45
545 | 2026/SPC/N/R/S/00190 | Y | 21001602 | Working element for stone punch, 25Fr, Karl Storz type or similar | 29
546 | 2026/SPC/N/R/S/00190 | Y | 21001605 | Working Element Set for size 26Fr Resectoscope sheath, Karlstorz type or similar, stainless steel. | 15
547 | 2026/SPC/N/R/S/00190 | Y | 21001701 | Optical Urethrotome Set size 21Fr , working element, flat Cold knives(2), Half round supplementary sheath | 22
548 | 2026/SPC/N/R/S/00190 | Y | 21001703 | Urethrotome, Otis type (or similar), 16cm (approx.) length, with two knives, Karlstorz type or similar, stainles steel | 6
549 | 2026/SPC/N/R/S/00190 | Y | 21001803 | Cystoscope Lithotrite Stone Punch sheath , 25Fr | 30
550 | 2026/SPC/N/R/S/00190 | Y | 21001804 | Resectoscope Sheath size 24Fr, non irrigating, with obturator, stainless steel | 32
551 | 2026/SPC/N/R/S/00190 | Y | 21001805 | ptical Urethrotome Paediatric Set size 8Fr Sheath | 12
552 | 2026/SPC/N/R/S/00190 | Y | 21001806 | Optical Urethrotome Paediatric Set size 9Fr | 7
553 | 2026/SPC/N/R/S/00190 | Y | 21001807 | Resectoscope paediatric size 9Fr sheath, oblique beak | 4
554 | 2026/SPC/N/R/S/00190 | Y | 21001808 | Resectoscope paediatric size 13Fr sheath, oblique beak | 5
555 | 2026/SPC/N/R/S/00190 | Y | 21001809 | Resectoscope Sheath size 26Fr, oblique beak, rotatable inner tube with ceramic insulation for use with working elements | 15
556 | 2026/SPC/N/R/S/00191 | N | 21002601 | Urethral Bougie Retrograde, Hey Groves (Turner Warwick) type (or similar) 4/7 E.G, 170mm (approx.) length | 3 | 116886043.09
557 | 2026/SPC/N/R/S/00191 | Y | 21002602 | Urethral Bougie Retrograde, Hey Groves (Turner Warwick) type (or similar) 6/9 E.G, 170mm (approx.) length | 10
558 | 2026/SPC/N/R/S/00191 | Y | 21002603 | Urethral Bougie Retrograde, Hey Groves (Turner Warwick) type (or similar) 8/11 E.G, 170mm (approx.) length | 12
559 | 2026/SPC/N/R/S/00191 | Y | 21002701 | Stone Fragment Grasper Forceps, size 3FR, for use with nephroscope, Karlstorz type, stainless steel. | 85
560 | 2026/SPC/N/R/S/00191 | Y | 21002702 | Stone Frag.Grasper Forceps,with toothed crocodile action jaw,10-11FR,use with nephroscope, Karlstorz type | 70
561 | 2026/SPC/N/R/S/00191 | Y | 21003303 | Semi Rigid Uretero-renoscope, size 7Fr Sheath, with 3Fr working channel, end viewing, 43cm (approx.) length | 30
562 | 2026/SPC/N/R/S/00191 | Y | 21003304 | Semi Rigid Uretero-renoscope, size 8.5Fr Sheath, with 4Fr working channel, end viewing, 43cm (approx.) length | 14
563 | 2026/SPC/N/R/S/00191 | Y | 21003401 | Foreign Body Grasping Forceps, size 3Fr for use with Uretero-renoscope, double action jaws, stainless steel. | 55
564 | 2026/SPC/N/R/S/00191 | Y | 21003501 | Large Stone Fragment Grasping Forceps, size 3Fr -4F for use with Uretero-renoscope, double action jaws, stainless steel | 50
565 | 2026/SPC/N/R/S/00191 | Y | 21003502 | Small Frag.Grasp. Forceps, 3Fr-4Fr, for use with Uretero-renoscope, double action jaws, Karlstorz type | 60
566 | 2026/SPC/N/R/S/00191 | Y | 21003601 | Biospy Forceps, size 3Fr - 4Fr for use with Uretero-renoscope, double action jaws, Karlstorz type, stainless steel. | 50
567 | 2026/SPC/N/R/S/00191 | Y | 21003602 | Biopsy Forcep for Cystoscope, cold cup, Size 20Fr - 25Fr, Karlstorz type, stainless steel. | 50
568 | 2026/SPC/N/R/S/00191 | Y | 21003603 | Biospy Forceps, size 3Fr, 7o-73cm length, for use with flexible cystoscope, double action jaws, stainless steel. | 100
569 | 2026/SPC/N/R/S/00191 | Y | 21003604 | Rigid Biopsy Forcep for Cystoscope, cold cup, 20Fr - 25Fr, Karlstorz type, stainless stl. | 40
570 | 2026/SPC/N/R/S/00192 | N | 21003701 | Nephroscope, size 26Fr Sheath with obturator, Karlstorz type or similar, stainless steel. | 9 | 74166489.05
571 | 2026/SPC/N/R/S/00192 | Y | 21003702 | Nephroscope Sheath with obturator, size 24Fr , Karlstorz type or similar, stainless steel. | 5
572 | 2026/SPC/N/R/S/00192 | Y | 21003802 | Telescopic Metal Fascial Dilator Set, Alken type,Dilators of size 9Fr,12Fr,15Fr,18Fr,20Fr, 22Fr, 24Fr, 26Fr, 28Fr,30Fr | 30
573 | 2026/SPC/N/R/S/00192 | Y | 21003901 | Male urethral Meatal Dilator, graduated, stainless steel. | 30
574 | 2026/SPC/N/R/S/00192 | Y | 21004100 | Cystoscope Sheath size 17Fr, with obturator, Karlstorz type, stainless steel. | 30
575 | 2026/SPC/N/R/S/00192 | Y | 21004101 | Cystoscope Sheath size 19Fr, with obturator, stainless steel.Karlstorz type | 35
576 | 2026/SPC/N/R/S/00192 | Y | 21004102 | Cystoscope Sheath size 21Fr, with obturator, Karlstorz type, stainless steel. | 45
577 | 2026/SPC/N/R/S/00192 | Y | 21004201 | High Frequency Diathermy cord for Resectoscpes, for use with working element 24 Fr and 26Fr | 98
578 | 2026/SPC/N/R/S/00192 | Y | 21004301 | Fibre Optic Light Cable, size 3.5mm diameter, 200cm - 250cm length, 3.5mm diameter | 20
579 | 2026/SPC/N/R/S/00192 | Y | 21004302 | Fibre Optic Cold Light Source for use with telescopes, for 220V - 240V 50Hz AC power supply | 35
580 | 2026/SPC/N/R/S/00192 | Y | 21004401 | Cystoscope Paediatric, size 8Fr with instrument channel, obturator & 2 adaptors, Karlstorz type, stainless steel. | 8
581 | 2026/SPC/N/R/S/00192 | Y | 21004501 | Visual obturator for Resectoscope Sheath size 24Fr, Karlstorz type or similar, stainless steel. | 25
582 | 2026/SPC/N/R/S/00192 | Y | 21004502 | Visual obturator for Resectoscope Sheath size 26Fr, Karlstorz type or similar, stainless steel. | 23
583 | 2026/SPC/N/R/S/00192 | Y | 21004701 | Biospy Forceps, size 3Fr for for use with cystoscope | 30
584 | 2026/SPC/N/R/S/00192 | Y | 21004702 | Biospy Forceps, size 4Fr for use with cystoscope, double action jaws | 24
585 | 2026/SPC/N/R/S/00192 | Y | 21050102 | Forceps for Stent Removal, size 4Fr, for use with cystoscope, single action jaws, stainless steel. | 100
586 | 2026/SPC/N/R/S/00201 | N | 18001101 | Glass Ionomer Restorative Material for anterior restorations. Pack containing powder, liquid, mixing pad and scoop. | 13000 | 227352560
587 | 2026/SPC/N/R/S/00201 | Y | 18001102 | Glass Ionomer Restorative Material for posterior restorations. Pack containing powder, liquid, mixing pad and scoop. | 21000
588 | 2026/SPC/N/R/S/00201 | Y | 18001402 | EDTA Gel in preloaded syringes for use in endodontics. | 3200
589 | 2026/SPC/N/R/S/00201 | Y | 18001504 | Zinc Oxide Powder, for dental use, 60g - 100g bottle with Eugenol 100ml | 7000
590 | 2026/SPC/N/R/S/00201 | Y | 18002203 | Polishing and Finishing Discs for composites assorted pack with mandrel | 2350
591 | 2026/SPC/N/R/S/00201 | Y | 18002204 | Polishing and Finishing corns for composites complete pack with mandrel | 2000
592 | 2026/SPC/N/R/S/00201 | Y | 18003202 | Non-setting Calcium Hydroxide Material, with barium hydroxide, preloaded in syringe. | 1300
593 | 2026/SPC/N/R/S/00201 | Y | 18003307 | Glass Ionomer based Luting Cement. | 625
594 | 2026/SPC/N/R/S/00201 | Y | 18003604 | Alginate Impression Powder (dust free) for impression, regular set, 400g - 750g pack | 875000
595 | 2026/SPC/N/R/S/00198 | N | 18000104 | Gutta Percha Points for root canal filling. ISO size 45 - 80 in assorted points pack. | 3400 | 25898068.95
596 | 2026/SPC/N/R/S/00198 | Y | 18000107 | Auxiliary Gutta Percha Points for root canal filling, medium size only pack. | 900
597 | 2026/SPC/N/R/S/00198 | Y | 18000112 | Gutta Percha Points for root canal filling. ISO size 30 in Individual pack. | 3000
598 | 2026/SPC/N/R/S/00198 | Y | 18000201 | Absorbent Sterile Paper Points, ISO sizes 45 - 80 assorted points pack, sterile. | 5800
599 | 2026/SPC/N/R/S/00198 | Y | 18000202 | Aabsorbent Sterile Paper Points, ISO sizes 15 - 40 assorted points pack, | 9700
600 | 2026/SPC/N/R/S/00198 | Y | 18000205 | Absorbent Sterile Paper Points, ISO sizes 30 individual pack | 3000
601 | 2026/SPC/N/R/S/00198 | Y | 18000404 | 5% Sodium Fluoride Varnish, 2.26% weight or 22.6mg Fluoride / ml, with applicators. | 3700
602 | 2026/SPC/N/R/S/00198 | Y | 18000603 | Quick Setting Calcium Hydroxide for lining. containing Base and Catalyst. | 1435
603 | 2026/SPC/N/R/S/00198 | Y | 18000902 | Light Curing GIC Restorative Material. Pack containing powder, liquid, mixing pad and scoop. | 1100
604 | 2026/SPC/N/R/S/00203 | N | 18100503 | Steel Dental Burs Round Plain Cut, ISO size 014, for Contra Angle hand piece,20-22mm | 2400 | 17015308.5
605 | 2026/SPC/N/R/S/00203 | Y | 18101114 | Diamond Dental Finishing Burs, Pointed Tapering, with red band. | 4500
606 | 2026/SPC/N/R/S/00203 | Y | 18101115 | Diamond Dental Finishing Burs, Pointed Tapering, with yellow band. | 8000
607 | 2026/SPC/N/R/S/00203 | Y | 18101117 | Diamond Dental Finishing Burs, Flame shaped, with red band. | 2300
608 | 2026/SPC/N/R/S/00203 | Y | 18101213 | Diamond Dental Burs Dome Ended Fissure, ISO size 014, shank length 24mm/25mm, for Fiction Grip Contra Angle hand piece | 2600
609 | 2026/SPC/N/R/S/00203 | Y | 18101313 | Diamond Dental Burs Round, ISO size 012, 25mm shank length, for Fiction Grip Contra Angle hand piece | 6250
610 | 2026/SPC/N/R/S/00203 | Y | 18101315 | Diamond Dental Burs Round, ISO size 012, 21mm shank length, for Fiction Grip Contra Angle hand piece, conforming to ISO | 4600
611 | 2026/SPC/N/R/S/00203 | Y | 18101702 | Tungsten Carbide Dental Burs Round, ISO size 014, 21mm/22mm shank length, for Latch Type C/A h/piece | 1100
612 | 2026/SPC/N/R/S/00203 | Y | 18101703 | Tungsten Carbide Dental Burs Round, ISO size 016, 21mm/22mm shank length, for Latch Type C/A h/piece | 2000
613 | 2026/SPC/N/R/S/00203 | Y | 18102404 | Paste Carriers, Engine driven, 21mm length, sizes 1 - 4. | 2000
614 | 2026/SPC/N/R/S/00203 | Y | 18102405 | Paste Carriers, Engine driven, 25mm length, sizes 1 - 4. | 1400
615 | 2026/SPC/N/R/S/00203 | Y | 18102601 | Brushes for Dental Prophylactic Work, with nylon bristles and nickel plated shanks, with sm for Contra Angle hand piece. | 3000
616 | 2026/SPC/N/R/S/00203 | Y | 18102801 | Matrix Bands, for Tofflemire matrix retainer. | 7000
617 | 2026/SPC/N/R/S/00203 | Y | 18102803 | Matrix Strips, Cellulose Acetate. | 3800
618 | 2026/SPC/N/R/S/00199 | N | 20700101 | Clamp Intestinal Payr, lever action, crushing, small size, with guide pin, 80mm blades, 200mm length,ss | 35 | 5976913.01
619 | 2026/SPC/N/R/S/00199 | Y | 20700201 | Clamp Intestinal Doyen type, curved on flat, longitudinal serrations, spring blades, blade size 100mm, 240mm,ss | 20
620 | 2026/SPC/N/R/S/00199 | Y | 20700401 | Clamp Intestinal Mayo Robson(or similar) curved, longitudinal serrations,250mm length,stainless steel | 20
621 | 2026/SPC/N/R/S/00199 | Y | 20700402 | Clamp Intestinal Mayo Robson,(or similar) straight, longitudinal serrations,250mm (approx)length, stainless steel | 20
622 | 2026/SPC/N/R/S/00199 | Y | 20700501 | Clamp Intestinal Lane type, ( or similar) curved, longitudinal serrations, 310mm (approx.) length, stainless steel. | 20
623 | 2026/SPC/N/R/S/00199 | Y | 20700502 | Clamp Intestinal Lane type, ( or similar) straight, longitudinal serrations, 310mm (approx.) length, stainless steel. | 16
624 | 2026/SPC/N/R/S/00199 | Y | 20700601 | Clamp intestinal Resano type (or similar) angled, longitudinal serrations, 265mm (approx.) length, stainless steel. | 12
625 | 2026/SPC/N/R/S/00199 | Y | 20700902 | Suction Cannula Adson, 4mm dia.,110mm working (approx.) length, 200mm total (approx.) length. Stainless steel | 60
626 | 2026/SPC/N/R/S/00199 | Y | 20701302 | Lane's twin clamp | 10
627 | 2026/SPC/N/R/S/00199 | Y | 20703701 | Intestinal Clamp, Bainbridge type or similar, straight for children, 150mm (approx.) length, stainless steel. | 10
628 | 2026/SPC/N/R/S/00199 | Y | 20703702 | Intestinal Clamp, Bainbridge type or similar, curved for children, 150mm (approx.) length, stainless steel. | 10
629 | 2026/SPC/N/R/S/00199 | Y | 20703801 | Bowel Holding Forceps, Denis Browne type or similar, fenestrated jaws, 190mm (approx.) length, stainless steel. | 20
630 | 2026/SPC/N/R/S/00170 | N | 15304001 | ERCP Triple Lumen Bow String Sphincterotome,20mm-25mm | 200 | 64153119.6
631 | 2026/SPC/N/R/S/00170 | Y | 15304002 | ERCP Triple Lumen Bow String Sphincterotome, cutting wire length 30mm | 400
632 | 2026/SPC/N/R/S/00170 | Y | 15304101 | ERCP Triple Lumen pre cut Needle Knife Sphincterotome | 160
633 | 2026/SPC/N/R/S/00170 | Y | 15304502 | ERCP Triple Lumen Curved Cannula | 90
634 | 2026/SPC/N/R/S/00170 | Y | 15305003 | ERCP stiff Guide Wire 0.035" x 450cm for billiary/pancreatic canulation: straight tip | 300
635 | 2026/SPC/N/R/S/00170 | Y | 15305004 | ERCP stiff Guide Wire 0.025" x 450cm for billiary/pancreatic canulation: angled tip | 300
636 | 2026/SPC/N/R/S/00170 | Y | 15306501 | ERCP Multi Diameter Triple Lumen Stone Extraction Balloon: Balloon OD 9mm -12mm | 100
637 | 2026/SPC/N/R/S/00170 | Y | 15307002 | ERCP Biliary Dilatation Balloon 6mm x 2-4cm | 70
638 | 2026/SPC/N/R/S/00170 | Y | 15307003 | ERCP Biliary Dilatation Balloon 8mm x 2-4cm | 70
639 | 2026/SPC/N/R/S/00170 | Y | 15307402 | ERCP Biliary Drainage Plastic Stent 10Fr x 12cm: stent dia 10Fr, stent length 12cm, single end pigtail shape | 200
640 | 2026/SPC/N/R/S/00170 | Y | 15307510 | ERCP Biliary Drainage Plastic Stent 10Fr x 10cm : stent dia 10Fr, stent length 10cm,Amsterdam/duodenal bend shape | 700
641 | 2026/SPC/N/R/S/00170 | Y | 15307511 | ERCP Biliary Drainage Plastic Stent 10Fr x 12cm : stent dia 10Fr, stent length 12cm,Amsterdam/duodenal bend shape | 700
642 | 2026/SPC/N/R/S/00170 | Y | 15307514 | ERCP Biliary Drainage Plastic Stent 10Fr x 10cm : stent dia 10Fr, stent length 10cm, Double end pigtail shape | 170
643 | 2026/SPC/N/R/S/00170 | Y | 15307515 | ERCP Biliary Drainage Plastic Stent 10Fr x 12cm : stent dia 10Fr, stent length 12cm, Double end pigtail shape | 40
644 | 2026/SPC/N/R/S/00170 | Y | 15307601 | ERCP Pancreatic Drainage Plastic Stent 5Fr x 5cm | 250
645 | 2026/SPC/N/R/S/00170 | Y | 15307602 | ERCP Pancreatic Drainage Plastic Stent 5Fr x 7cm : stent diameter 5Fr, stent length 7cm, single end pigtail shape | 200
646 | 2026/SPC/N/R/S/00170 | Y | 15307604 | ERCP Pancreatic Drainage Plastic Stent 5Fr x 12cm : stent diameter 5Fr, stent length 12cm, single end pigtail shape | 80
647 | 2026/SPC/N/R/S/00170 | Y | 15307607 | ERCP Pancreatic Drainage Plastic Stent 7Fr x 10cm : stent diameter 7Fr, stent length 10cm, single end pigtail shape, | 100
648 | 2026/SPC/N/R/S/00170 | Y | 15307608 | ERCP Pancreatic Drainage Plastic Stent 7Fr x 12cm : stent diameter 7Fr, stent length 12cm, single end pigtail shape | 200
649 | 2026/SPC/N/R/S/00170 | Y | 15308002 | ERCP Pancreatic Drainage Plastic Stent pushing catheter: 7 Fr pushing catheter, 170cm (approx.) | 50
650 | 2026/SPC/N/R/S/00170 | Y | 15308201 | ERCP Billiary stent introducer with pushing catheter: 7-11Fr Push. cath. with compat. guiding catheter and guid wire | 30
651 | 2026/SPC/N/R/S/00155 | N | 12503300 | Ureteric Stent double J, for adult, size 4.7Fr, 26cm (approx.) length, one end closed, poly vinyl chloride, sterile. | 1700 | 69737218
652 | 2026/SPC/N/R/S/00155 | Y | 12503400 | Ureteric Stent double J for paediatric, size 3Fr, 16cm (approx.) length, one end closed, poly vinyl chloride, sterile. | 250
653 | 2026/SPC/N/R/S/00155 | Y | 12503401 | Ureteric Stent double J for paediatric, size 4Fr, 16cm (approx.) length, one end closed | 300
654 | 2026/SPC/N/R/S/00155 | Y | 12503402 | Ureteric Stent double J for paediatric, size 3Fr, 14cm (approx.) length, one end closed, poly vinyl chloride, sterile | 190
655 | 2026/SPC/N/R/S/00155 | Y | 12503403 | Ureteric Stent double J for paediatric, size 3Fr, 12cm (approx.) length, one end closed, poly vinyl chloride, sterile. | 90
656 | 2026/SPC/N/R/S/00155 | Y | 12503405 | Ureteric Stent double J for paediatric, size 4Fr, 18cm (approx.)length, one end closed, poly vinyl chloride, sterile. | 30
657 | 2026/SPC/N/R/S/00155 | Y | 12503409 | Ureteric Stent double J for paediatric, size 4Fr, 14cm (approx.)length, one end closed, poly vinyl chloride, sterile. | 20
658 | 2026/SPC/N/R/S/00155 | Y | 12503600 | Ureteric Stent double J, for adult, size 6Fr, 26cm (approx.) length, one end closed, poly vinyl chloride, sterile. | 18000
659 | 2026/SPC/N/R/S/00155 | Y | 12503601 | Ureteric Stent double J, for adult, size 6Fr, 26cm (approx.) length, both ends opened, poly vinyl chloride, sterile. | 16000
660 | 2026/SPC/N/R/S/00155 | Y | 12503700 | Ureteric Stent double J, for adult, size 5Fr, 26cm (approx.) length, one end closed, poly vinyl chloride, sterile. | 7500
661 | 2026/SPC/N/R/S/00155 | Y | 12503701 | Ureteric Stent double J for adult, size 5Fr, 26cm (approx.) length, both ends open, poly vinyl chloride, sterile. | 4200
662 | 2026/SPC/N/R/S/00155 | Y | 12503800 | PCNL surgical drape set, with polythene water collection bag ,150cmx275cm, sterile | 1300
663 | 2026/SPC/N/R/S/00155 | Y | 12504301 | Bladder Evaquator Glass, Ellick type or similar, complete with rubber bulb and connector | 20
664 | 2026/SPC/N/R/S/00154 | N | 12500107 | Catheter ureteric size 5FG disp. | 250 | 230116050.3
665 | 2026/SPC/N/R/S/00154 | Y | 12500108 | Catheter ureteric size 6FG | 450
666 | 2026/SPC/N/R/S/00154 | Y | 12500201 | Urine Drainage Bag with NonReturn Valve, bottom outlet , 90-100cm tubing with connector, 2000ml,graduated,sterile | 450000
667 | 2026/SPC/N/R/S/00154 | Y | 12500202 | Urine Measurement Bag, in ICU/CCU , graduated measur. chamber 350-500ml, 1.5L- 2L urine collection bag, sterile | 150000
668 | 2026/SPC/N/R/S/00154 | Y | 12500301 | Toomey tip 60 ml graduated syringe with plunger for bladder wash. | 50000
669 | 2026/SPC/N/R/S/00154 | Y | 12500801 | Endoscopic Stone Retreieval Basket, tipless, Dormia type or similar, size 3Fr, 4 wire, sterile. | 400
670 | 2026/SPC/N/R/S/00154 | Y | 12500900 | Urine Drainage Catheter for self insertion, Nelaton type, made from implant quality PVC, size 14Fr x 25cm | 4800
671 | 2026/SPC/N/R/S/00154 | Y | 12501005 | Bladder Drainage (Urethral) Catheter,100% silicone,Two Way,Foley type,with 5ml balloon for self-retaining,10FGx30cm | 3000
672 | 2026/SPC/N/R/S/00154 | Y | 12501204 | Bladder Drainage Catheter,siliconised latex,Two Way,Foley, with 3ml balloon,funnel end&valve, cylindrical tip,6FG | 6000
673 | 2026/SPC/N/R/S/00154 | Y | 12501205 | Bladder Drainage (Urethral) Catheter,silicon.latex,2 Way,Foley type,5ml balloon for self retaining, 8FGx30cm,sterile | 10000
674 | 2026/SPC/N/R/S/00154 | Y | 12501206 | Bladder Drainage Urethral)Catheter, siliconised latex, 2 Way Foley, with 5ml balloon for self retaining,10Fx30cm,sterile | 11000
675 | 2026/SPC/N/R/S/00154 | Y | 12501221 | Bladder Drainage & Irrigating(Urethral)Catheter,silico.latex, 3Way Foley, 20-30ml balloon,self retain. 20FGx40cm,sterile | 4500
676 | 2026/SPC/N/R/S/00154 | Y | 12501222 | Bladder Drainage and Irrigating (Urethral) Catheter, silicon.latex, 3 Way Foley, 20-30ml balloon,22FG x 40cm,sterile | 6000
677 | 2026/SPC/N/R/S/00154 | Y | 12501401 | Percutaneous Nephrostomy Drainage Set,P/Cath7Frx30cm-45cm,guidewire 0.038"x140cm-160cm, fascial dilator 6Fr/7Fr/8Frx20cm | 1800
678 | 2026/SPC/N/R/S/00154 | Y | 12501403 | Percutaneous Nephrostomy Drainage Set,P/Cath.7Fr x 30cm - 45cm length pigtail cath.,guidewire size 0.038" x 140cm-160cm | 1000
679 | 2026/SPC/N/R/S/00154 | Y | 12501601 | Electrode for Resctoscope, Coagulating Ball 3mm, Karlstorz type or similar | 130
680 | 2026/SPC/N/R/S/00154 | Y | 12501602 | Electrode for Resctoscope, Coagulating Ball 5mm | 130
681 | 2026/SPC/N/R/S/00154 | Y | 12501702 | Electrode for Resctoscope, Cutting Loop, size 24Fr, Karlstorz type or similar | 1000
682 | 2026/SPC/N/R/S/00154 | Y | 12501703 | Electrode for Resctoscope, Collin's knife, size 24Fr, Karlstorz type or similar | 50
683 | 2026/SPC/N/R/S/00154 | Y | 12502002 | Nephrostomy Puncture Needle Set, 2 part, sterile | 500
684 | 2026/SPC/N/R/S/00154 | Y | 12502201 | Urethral Meatal Dilator plastic, adult size. | 150
685 | 2026/SPC/N/R/S/00154 | Y | 12502403 | Amplatz Sheath, size 22Fr, for use during renal dilatation, sterile | 40
686 | 2026/SPC/N/R/S/00154 | Y | 12502501 | Nephrostomy Drainage Catheter, pigtail, size 8Fr - 8.5Fr, 30cm (approx.) length, sterile. | 1200
687 | 2026/SPC/N/R/S/00154 | Y | 12503001 | Guide Wire Hydrophilic coated,straight tipped, size 0.035"dia. x 140cm - 160cm,ss,sterile. | 4000
688 | 2026/SPC/N/R/S/00154 | Y | 12503002 | Guide Wire Hydrophilic coated,straight tipped, size 0.038"dia. x 140cm - 160cm,ss,sterile. | 3000
689 | 2026/SPC/N/R/S/00154 | Y | 12503101 | Guide Wire, straight tipped, size 0.025"dia. x 140cm - 160cm length, stainless steel, sterile. | 300
690 | 2026/SPC/N/R/S/00154 | Y | 12503107 | Guide Wire Hydrophilic coated, straight tipped, size 0.025"dia. x 140cm - 160cm length, stainless steel, sterile | 200
691 | 2026/SPC/N/R/S/00149 | N | 12100101 | Scalpel Blade No.11 to fit No. 3 scalpel handle, carbon steel, sterile. | 1325000 | 255387930
692 | 2026/SPC/N/R/S/00149 | Y | 12100102 | Scalpel Blade No.15 to fit No. 3 scalpel handle, carbon steel, sterile. | 1360000
693 | 2026/SPC/N/R/S/00149 | Y | 12100105 | Scalpel Blade No.23 to fit No. 4 scalpel handle, carbon steel, sterile. | 2000000
694 | 2026/SPC/N/R/S/00149 | Y | 12100303 | Feeding Tube Infant, size 5FG, radio-opaque line throughout the length, luer lock fitting with stopper, 50cm,pvc,sterile | 230000
695 | 2026/SPC/N/R/S/00149 | Y | 12100304 | Feeding Tube Infant, 6FG, with radio-opaque line throughout the length, luer lock fitting with stopper, 50cm,pvc,sterile | 280000
696 | 2026/SPC/N/R/S/00149 | Y | 12100404 | GastroDuodenal Tube Ryle ,14FG,with radioopaque marker, weighted tip with four eyes, funnel end,105cm,pvc,sterile | 65000
697 | 2026/SPC/N/R/S/00149 | Y | 12100405 | GastroDuodenal Tube Ryle, 16FG, with radio opaque marker, weighted tip with four eyes, funnel end,105cm,pvc,sterile | 110000
698 | 2026/SPC/N/R/S/00149 | Y | 12100406 | GastroDuodenal Tube Ryle, size 18FG, with radio opaque marker, weighted tip with four eyes, funnel end,105cm,pvc,sterile | 60000
699 | 2026/SPC/N/R/S/00149 | Y | 12101002 | Closed Wound Suction Drainage System comprising,200-250ml graduated PVC bottle with stopper,10-12FGx50cm,sterile | 8000
700 | 2026/SPC/N/R/S/00149 | Y | 12101003 | Closed Wound Suction Drainage System mini type,comprising,50ml gradu.PVC bottle w/stopper,clamp,cvd ndl,cath8FG,sterile | 1000
701 | 2026/SPC/N/R/S/00149 | Y | 12101101 | Suction Set Yankeur, with transparent Yankeur Suction handle and 200cm to 250cm long,standard tip | 400000
702 | 2026/SPC/N/R/S/00150 | N | 12200203 | Colostomy Appliance Set,comprising;2Nos.base plates 50mm dia.with support flange,adjust. belt& 5 Nos.drainable bag&clamp | 85000 | 133938350
703 | 2026/SPC/N/R/S/00150 | Y | 12200207 | Colostomy Bag with adhesive, paediatric, transparent front, without filter, adjustable opening from 10mm-30mm,disposable | 10000
704 | 2026/SPC/N/R/S/00248 | N | 12000101 | Prejelled E.C.G. Electrodes Silver/Silver Chloride for Adult Disposable. | 6500000 | 182776160
705 | 2026/SPC/N/R/S/00248 | Y | 12000301 | Disp.Bone Marrow Biopsy Needle Set, Adult, Metal Needle size 11G x 100mm. | 4000
706 | 2026/SPC/N/R/S/00248 | Y | 12000401 | Bone Marrow Biopsy Needle Set, Paediatric, Metal Needle 13Gx70mm. | 3500
707 | 2026/SPC/N/R/S/00248 | Y | 12000402 | Dis.Bone Marrow Biopsy Needle Set, Paediatric, Metal Needle 13Gx100mm. | 1000
708 | 2026/SPC/N/R/S/00248 | Y | 12000701 | Scale for Measurement of Central Venous Pressure | 1100
709 | 2026/SPC/N/R/S/00239 | N | 10500701 | Polyester Suture size 4/0 75-90cm with 12-14mm 3/8 circle round bodied taper point (double arm) eyeless needle. | 2700 | 21437840
710 | 2026/SPC/N/R/S/00239 | Y | 10500703 | Polyester Suture size 4/0 green 45-90cm with 12-14mm half circle round bodied taper point (double arm) eyeless needle. | 700
711 | 2026/SPC/N/R/S/00239 | Y | 10500704 | Polyester Suture size 4/0 green 75-90cm with 20-22mm half circle round bodied taper point (double arm) eyeless needle. | 900
712 | 2026/SPC/N/R/S/00239 | Y | 10500805 | Polyester Suture size 3/0 green 90cm with 16-18mm half circle round bodied taper point (double arm) eyeless needle. | 5200
713 | 2026/SPC/N/R/S/00239 | Y | 10500812 | Polyester Suture size 3/0 green 100cm with 20-22mm half circle round bodied taper point (double arm) eyeless needle. | 500
714 | 2026/SPC/N/R/S/00239 | Y | 10500900 | Polyester Suture size 2/0 green 90cm with 24-26mm half circle round bodied taper point (double arm) eyeless needle. | 5500
715 | 2026/SPC/N/R/S/00239 | Y | 10500901 | Polyester Suture size 2/0 white 90cm with 24-26mm half circle round bodied taper point (double arm) eyeless needle. | 1300
716 | 2026/SPC/N/R/S/00239 | Y | 10500914 | Polester,size 2/0, green, 75cm - 90cm length, each end attached to a 16mm - 18mm 1/2c,r/b,t/p, d/a | 4700
717 | 2026/SPC/N/R/S/00239 | Y | 10500920 | Polyester Suture 2/0, 90cm with 16-18mm 1/2c round bodied taper point (double arm) eyeless needle with pledget(G&W) | 1300
718 | 2026/SPC/N/R/S/00239 | Y | 10500921 | Polyester Suture 2/0, 75-90cm with 24-26mm 1/2c round bodied taper cut (double arm) eyeless needle with pledget(G&W) | 2400
719 | 2026/SPC/N/R/S/00239 | Y | 10500922 | Polyester Suture 2/0, 90cm with 24-26mm 1/2c round bodied taper point (double arm) eyeless needle with pledget(G&W) | 3400
720 | 2026/SPC/N/R/S/00239 | Y | 10501204 | Polyester Suture size 2 green 75-90cm with 35-40mm half circle round bodied taper cut (double arm) eyeless needle. | 2300
721 | 2026/SPC/N/R/S/00245 | N | 13007017 | Intra Ocular Lens,Hydrophobic Acrylic,spherical, foldable type,polished, multi piece lens, Power 15 D | 100 | 169589680
722 | 2026/SPC/N/R/S/00245 | Y | 13007018 | Intra Ocular Lens,Hydrophobic Acrylic,spherical, foldable type,polished, multi piece lens, Power 15.5 D | 200
723 | 2026/SPC/N/R/S/00245 | Y | 13007019 | Intra Ocular Lens,Hydrophobic Acrylic,spherical, foldable type,polished, multi piece lens, Power 16 D | 200
724 | 2026/SPC/N/R/S/00245 | Y | 13007020 | Intra Ocular Lens,Hydrophobic Acrylic,spherical, foldable type,polished, multi piece lens, Power 16.5 D | 280
725 | 2026/SPC/N/R/S/00245 | Y | 13007021 | Intra Ocular Lens,Hydrophobic Acrylic,spherical, foldable type,polished, multi piece lens, Power 17 D | 160
726 | 2026/SPC/N/R/S/00245 | Y | 13007022 | Intra Ocular Lens,Hydrophobic Acrylic,spherical, foldable type,polished, multi piece lens, Power 17.5 D | 250
727 | 2026/SPC/N/R/S/00245 | Y | 13007023 | Intra Ocular Lens,Hydrophobic Acrylic,spherical, foldable type,polished, multi piece lens, Power 18 D | 280
728 | 2026/SPC/N/R/S/00245 | Y | 13007024 | Intra Ocular Lens,Hydrophobic Acrylic,spherical, foldable type,polished, multi piece lens, Power 18.5 D | 100
729 | 2026/SPC/N/R/S/00245 | Y | 13007025 | Intra Ocular Lens,Hydrophobic Acrylic,spherical, foldable type,polished, multi piece lens, Power 19 D, | 80
730 | 2026/SPC/N/R/S/00245 | Y | 13007026 | Intra Ocular Lens,Hydrophobic Acrylic,spherical, foldable type,polished, multi piece lens, Power 19.5 D, Optic diameter | 200
731 | 2026/SPC/N/R/S/00245 | Y | 13007027 | Intra Ocular Lens,Hydrophobic Acrylic,spherical, foldable type,polished, multi piece lens, Power 20 D | 240
732 | 2026/SPC/N/R/S/00245 | Y | 13007028 | Intra Ocular Lens,Hydrophobic Acrylic,spherical, foldable type,polished, multi piece lens, Power 20.5 D | 1200
733 | 2026/SPC/N/R/S/00245 | Y | 13007029 | Intra Ocular Lens,Hydrophobic Acrylic,spherical, foldable type,polished, multi piece lens, Power 21 D | 1000
734 | 2026/SPC/N/R/S/00245 | Y | 13007030 | Intra Ocular Lens,Hydrophobic Acrylic,spherical, foldable type,polished, multi piece lens, Power 21.5 D | 90
735 | 2026/SPC/N/R/S/00245 | Y | 13007031 | Intra Ocular Lens,Hydrophobic Acrylic,spherical, foldable type,polished, multi piece lens, Power 22 D | 2500
736 | 2026/SPC/N/R/S/00245 | Y | 13007032 | Intra Ocular Lens,Hydrophobic Acrylic,spherical, foldable type,polished, multi piece lens, Power 22.5 D | 3000
737 | 2026/SPC/N/R/S/00245 | Y | 13007033 | Intra Ocular Lens,Hydrophobic Acrylic,spherical, foldable type,polished, multi piece lens, Power 23 D | 2000
738 | 2026/SPC/N/R/S/00245 | Y | 13007034 | Intra Ocular Lens,Hydrophobic Acrylic,spherical, foldable type,polished, multi piece lens, Power 23.5 D | 1100
739 | 2026/SPC/N/R/S/00245 | Y | 13007035 | Intra Ocular Lens,Hydrophobic Acrylic,spherical, foldable type,polished, multi piece lens, Power 24 D | 300
740 | 2026/SPC/N/R/S/00245 | Y | 13007036 | Intra Ocular Lens,Hydrophobic Acrylic,spherical, foldable type,polished, multi piece lens, Power 24.5 D | 800
741 | 2026/SPC/N/R/S/00245 | Y | 13007037 | Intra Ocular Lens,Hydrophobic Acrylic,spherical, foldable type,polished, multi piece lens, Power 25 D | 800
742 | 2026/SPC/N/R/S/00270 | N | 10100101 | bsorbable Synthetic Surgical Suture, Monofilament Glyconate BP/USP standard or Equivalent standard, size 5/0, 70cm | 2000 | 6438135.6
743 | 2026/SPC/N/R/S/00270 | Y | 10100804 | Absorbable Synth.Surg. Suture, Monofil.Polyglecaprone BP/USP size 3/0, 60-70cm,24-26mm half circle taper cut eyeless ndl | 17800
744 | 2026/SPC/N/R/S/00270 | Y | 10100903 | Poly cap 2/0 w 24mm-26mm hc tap cut eyeless ndl,60cm-75cm length | 6540
745 | 2026/SPC/N/R/S/00270 | Y | 10101206 | Absorbable Synthetic Surgical Suture, Monofilament Polydioxanone BP/USP , | 3000
746 | 2026/SPC/N/R/S/00241 | N | 10500603 | Polyester suture,5/0,45cm,white,with 8mm, 3/8 circle, spatulated, reverse cutting, double arm ndl | 520 | 488441.6
747 | 2026/SPC/N/R/S/00241 | Y | 10500609 | Polyester 5/0 45cm white 8mm 1/4C lancet rc ndl | 600
748 | 2026/SPC/N/R/S/00265 | N | 10100301 | bsorbable Synthetic Surgical Suture, Monofilament Glyconate BP/USP standard or Equivalent standard, size 3/0, 70cm | 14900 | 85158054
749 | 2026/SPC/N/R/S/00265 | Y | 10100501 | Absorbable Synthetic Surgical Suture, Monofilament Glyconate BP/USP , size 2/0, 70cm (approx.) length 60mm - 65mm | 22100
750 | 2026/SPC/N/R/S/00265 | Y | 10100805 | Absorbable Synth.Suture,Monofilament Polyglecaprone BP/USP,6/0,60-75cm,12-14mm 3/8 reverse cuttin.eyeless needle,sterile | 11100
751 | 2026/SPC/N/R/S/00265 | Y | 10100806 | Absorbable Synth.Suture,Monofil.Polyglecaprone BP/USP,5/0,60-75cm len.12-14mm 3/8cir.reverse cutting eyeless ndl,sterile | 14900
752 | 2026/SPC/N/R/S/00265 | Y | 10100809 | Absorbable Synthetic Suture,Monofilament Polyglecaprone BP/USP,4/0,45cm length,16-18mm,3/8 Reverse cutt,eyeless,sterile | 8000
753 | 2026/SPC/N/R/S/00265 | Y | 10100850 | Polydioxanone suture, Monofilament,3/0, 60-90cm, with 25-30mm, 1/2 circle, round bodied, taper point ndl | 17800
754 | 2026/SPC/N/R/S/00265 | Y | 10100950 | Polydioxanone suture, Monofilament,2/0, 60-90cm, with 25-30mm, 1/2 circle, round bodied, taper point ndl | 5400
755 | 2026/SPC/N/R/S/00265 | Y | 10101003 | Absorbable Synthetic Surgical Suture, Monofilament Polydioxanone BP/USP standard or Equalent standard, size 4/0, coloure | 7000
756 | 2026/SPC/N/R/S/00265 | Y | 10101101 | Absorbable Synthetic Surgical Suture, Monofilament Polydioxanone BP/USP | 1500
757 | 2026/SPC/N/R/S/00265 | Y | 10101102 | Absorbable Synthetic Surgical Suture, Monofilament Polydioxanone BP/USP | 5200
758 | 2026/SPC/N/R/S/00285 | N | 10600302 | Twisted virgin silk ophthalmic suture,8/0,45cm,blue,with 8mm,1/2 circle,spatulated,double arm ndl | 300 | 6011608
759 | 2026/SPC/N/R/S/00285 | Y | 10600502 | Silk ophthalmic suture, 6/0, 75cm, black, with 8mm, 1/2 circle, micro point ndl | 1200
760 | 2026/SPC/N/R/S/00285 | Y | 10600602 | Silk ophthalmic suture, 5/0, 45cm, black, with 12-14mm, 3/8 circle, cutting, double arm ndl | 1100
761 | 2026/SPC/N/R/S/00285 | Y | 10600604 | Silk ophthalmic suture,5/0,75cm,black,with 15-17mm,3/8 circle,round bodied,double arm ndl | 1900
762 | 2026/SPC/N/R/S/00285 | Y | 10600605 | Silk Suture size 5/0, black, 45cm length with 20mm curved cutting bodied eyeless needle. | 1200
763 | 2026/SPC/N/R/S/00285 | Y | 10600606 | Silk Ophthalmic Suture BP/USP Standard or Equivalent Standards, Gauge size 7/0, | 700
764 | 2026/SPC/N/R/S/00286 | N | 10600708 | Silk Suture size 4/0, black, 75cm length with 20mm half circle round bodied eyeless needle. | 10500 | 13134115.5
765 | 2026/SPC/N/R/S/00286 | Y | 10600712 | Silk suture 4/0,90cm,black,with 20-22mm,1/2 circle,round bodied taper point eyeless needle | 3900
766 | 2026/SPC/N/R/S/00286 | Y | 10600713 | Polyester suture, size 4/0, black, 75cm (approx.) length, attached a 16mm - 18mm half circle,r/b, t/p | 8250
767 | 2026/SPC/N/R/S/00286 | Y | 10600807 | Silk suture 3/0,75cm,black,with 16-18mm,3/8 circle reverse cutting eyeless needle | 41200
768 | 2026/SPC/N/R/S/00286 | Y | 10600815 | Silk suture 3/0,75cm,black,with 16-18mm,1/2 circle,round bodied taper point eyeless needle | 14650
769 | 2026/SPC/N/R/S/00286 | Y | 10600905 | Silk suture 2/0,75cm,black,with 12-14mm,3/8 circle,round bodied taper point eyeless needle | 16000
770 | 2026/SPC/N/R/S/00286 | Y | 10600908 | Silk suture 2/0,75cm,black,with 16-18mm,3/8 circle cutting eyeless needle | 20000
771 | 2026/SPC/N/R/S/00286 | Y | 10600909 | Silk Suture size 2/0, black, 75cm length with 2 x 16mm curved cutting (double arm) eyeless needles. | 12200
772 | 2026/SPC/N/R/S/00286 | Y | 10600915 | Silk suture 2/0,90cm,black,with 20-22mm,1/2 circle,round bodied taper point eyeless needle | 23100
773 | 2026/SPC/N/R/S/00286 | Y | 10600916 | Silk suture 2/0,90cm,black,with 30-35mm,1/2 circle,round bodied taper point eyeless needle | 8700
774 | 2026/SPC/N/R/S/00287 | N | 10600811 | Silk Suture size 3/0, black, 60-90cm length with 25-30mm half circle reverse cutting bodied eyeless needle. | 28200 | 7082978
775 | 2026/SPC/N/R/S/00287 | Y | 10601101 | Silk suture,guage size 1,braided black,unsterile in 25m reels. | 1400
776 | 2026/SPC/N/R/S/00300 | N | 11101004 | Fast Absorbable Synthe.Suture,polyglycolic acid,Braided,Coated,BP/USP,size4,60-70cm,15-17mm 3/8 cutting eyeless needle | 7200 | 5025631.6
777 | 2026/SPC/N/R/S/00300 | Y | 11101005 | Fast Absorbable Synthetic Suture,polyglactin,Braided,Coated,BP/USP,5,60-75cm leng,needle 10-12mm 3/8 r/c eyeless,sterile | 1640
778 | 2026/SPC/N/R/S/00300 | Y | 11104201 | Fast Absorbable Synthetic Surgical Suture, Glyconate Monofilament, BP/USP | 3720
779 | 2026/SPC/N/R/S/00300 | Y | 11104301 | Fast Absorbable Synthetic Surgical Suture, Glyconate Monofilament, BP/USP | 1560
780 | 2026/SPC/N/R/S/00273 | N | 10400002 | Nylon tape for the retraction of vessels, ureters and nerves, size 3mm width x 70cm length, sterile. | 1400 | 1411422
781 | 2026/SPC/N/R/S/00273 | Y | 10400003 | Nylon tape for the retraction of vessels, ureters and nerves, size 6mm width x 70cm length, sterile. | 1000
782 | 2026/SPC/N/R/S/00272 | N | 10400101 | Polyamide 66 (Nylon) suture,Monofilament,10/0,30cm,blue/black,with 6mm, 3/8 circle,micro point,spatulated,double arm ndl | 16500 | 44070090
783 | 2026/SPC/N/R/S/00272 | Y | 10400201 | Non Absorbable Monofilament Surgical Suture for Ophthalmic use of Polyamide 66 (Nylon) BP/USP | 630
784 | 2026/SPC/N/R/S/00272 | Y | 10400605 | Non-absorbable Monofilament Polyamide 6 and 66 (Nylon) Suture BP/USP | 550
785 | 2026/SPC/N/R/S/00281 | N | 11410001 | Ligating Clips, Titanium, small size, in cartridge. Sterile. | 266350 | 211535136.5
786 | 2026/SPC/N/R/S/00281 | Y | 11410002 | Ligating Clips, Titanium, medium size, in cartridge, Sterile, | 134200
787 | 2026/SPC/N/R/S/00281 | Y | 11410003 | Ligating Clips, Titanium, medium - large size, in cartridge. Sterile. | 89000
788 | 2026/SPC/N/R/S/00281 | Y | 11410004 | Ligating Clips, Titanium, large size (8mm), in cartridge. Sterile. | 22600
789 | 2026/SPC/N/R/S/00276 | N | 10400606 | Polyamide 5/0 w 11-13mm 45-60cm,SA | 1300 | 68643101
790 | 2026/SPC/N/R/S/00276 | Y | 10400802 | Polyamide 66 (Nylon) suture,Monofilament,3/0,60-90cm,blue/black,with 26-30mm,1/2 circle, reverse cutting ndl | 285400
791 | 2026/SPC/N/R/S/00276 | Y | 10400904 | Polyamide 66(Nylon) suture 2/0 black 60-90cm length with 24-30mm 3/8 circle reverse cutting eyless needle. | 377400
792 | 2026/SPC/N/R/S/00276 | Y | 10401203 |  | 16000
793 | 2026/SPC/N/R/S/00282 | N | 18600201 | Adaptation Plate, for Oral and Maxillofacial surgery, 1.3mm x 24 holes, AO standard or similar, Pure Titanium. | 550 | 229938379.2
794 | 2026/SPC/N/R/S/00282 | Y | 18600202 | Adaptation Plate, for OMF surgery, 1.5mm x 20 holes, 0.9mm thickness, AO standard or similar, Pure Titanium. | 500
795 | 2026/SPC/N/R/S/00282 | Y | 18600404 | L Plate, for OMF surgery, 1.5mm x 5 holes, left, AO standard or similar, Pure Titanium. | 630
796 | 2026/SPC/N/R/S/00282 | Y | 18600407 | L Plate, for Oral and Maxillofacial surgery, 1.5mm x 5 holes, right, AO standard or similar, Pure Titanium. | 800
797 | 2026/SPC/N/R/S/00282 | Y | 18600502 | Mandible Plate, for OMF surgery, 2.0mm x 6 holes, 35mm length, Pure Titanium | 2000
798 | 2026/SPC/N/R/S/00282 | Y | 18600504 | Mandible Plate, for Oral and Maxillofacial surgery, 2.0mm x 4 holes, with centre space, 28mm length,Pure Titanium | 760
799 | 2026/SPC/N/R/S/00282 | Y | 18600604 | Anatomical Orbital Floor Plate, for OMF surgery, 1.3mm, small, 0.3mm thickness,AO standard or similar, Pure Titanium | 800
800 | 2026/SPC/N/R/S/00282 | Y | 18600801 | Unilock Reconstruction Plate, for OMF surgery, 2.4mm x 24 holes, 192mm length, AO standard or similar,Pure Ti. | 650
801 | 2026/SPC/N/R/S/00282 | Y | 18600804 | Unilock Reconstruction Plate, for OMF surgery, angled/left, 2.4mm x 21 + 6 holes, 170mm/50mm length | 680
802 | 2026/SPC/N/R/S/00282 | Y | 18601007 | MF Cortex Screw, for OMF surgery, 2.0mm dia., 10mm length, self tapping, titanium.(obtained from same source of plates) | 8000
803 | 2026/SPC/N/R/S/00282 | Y | 18601010 | MF Cortex Screw, for OMFsurgery, 1.5mm dia., 6mm length, self tapping,titanium.( obtained from same source of plate) | 10500
804 | 2026/SPC/N/R/S/00282 | Y | 18601011 | MF Cortex Screw, for OMFsurgery, 1.5mm dia., 8mm length, self tapping, titanium.(obtained from the same source of plate) | 10000
805 | 2026/SPC/N/R/S/00282 | Y | 18601012 | MF Cortex Screw, for OMFsurgery, 1.3mm dia., 5mm length, self tapping, titanium.(obtained from the same source of plate) | 11000
806 | 2026/SPC/N/R/S/00282 | Y | 18601013 | MF Cortex Screw, for OMFsurgery, 1.3mm dia., 6mm length, self tapping, titanium.(obtained from the same source of plate) | 9000
807 | 2026/SPC/N/R/S/00282 | Y | 18601016 | MF Cortex Screw, for OMFsurgery, 2.0mm dia., 8mm length, self tapping,titanium.(obtained from the same source of plate) | 17000
808 | 2026/SPC/N/R/S/00282 | Y | 18601202 | Unilock Screw,for unilock Reconstr. plates,for OMF surgery,2.4mm dia.,10mm length,self tapp.Ti.(same source of plate) | 1400
809 | 2026/SPC/N/R/S/00282 | Y | 18601303 | Emergency Screw, for Oral and Maxillofacial surgery, 1.7mm dia., self tapping, 6mm length, made from pure titanium. | 450
810 | 2026/SPC/N/R/S/00282 | Y | 18601305 | Emergency Screw, for Oral and Maxillofacial surgery, 2.4mm dia., self tapping, 8mm length, made from pure titanium. | 700
811 | 2026/SPC/N/R/S/00282 | Y | 18603101 | Stainless Steel Wire, Soft, size 0.45mm diameter for Dental wiring | 32000
812 | 2026/SPC/N/R/S/00307 | N | 18401601 | Universal Soldering Flux Powder for stainless steel wires, in 50Gm (approx.) jar. | 6000 | 22030615
813 | 2026/SPC/N/R/S/00307 | Y | 18401606 | Silver Solder, heavy type | 4500
814 | 2026/SPC/N/R/S/00307 | Y | 18405001 | Bondable tubes for all first permenant molars (patient kit), single ,MBT,022 | 1750
815 | 2026/SPC/N/R/S/00307 | Y | 18405002 | Bondable tubes for all second permenant molars (patient kit), single ,MBT,022 | 1425
816 | 2026/SPC/N/R/S/00307 | Y | 18406301 | Orthodontic retainer wires, dead soft | 1625
817 | 2026/SPC/N/R/S/00302 | N | 14101401 | Exchange transfusion set complete in tray | 200 | 141404904
818 | 2026/SPC/N/R/S/00302 | Y | 14101701 | Pressure Infusor with Bag, 1 Litre , transparent for clear visibiliy of fluid level from all angles, wrap around design, | 300
819 | 2026/SPC/N/R/S/00302 | Y | 14101702 | Pressure Infusor with Bag, 0.5 Litre , transparent for clear visibiliy of fluid level from all angles, wrap around desig | 500
820 | 2026/SPC/N/R/S/00302 | Y | 14102401 | Extension Tube for use with syringe pump, universal type, 200cm (approx.) length | 630000
821 | 2026/SPC/N/R/S/00302 | Y | 14102402 | Extension Tube for use with syringe pump, universal type, 100cm - 110cm | 186000
822 | 2026/SPC/N/R/S/00302 | Y | 14102404 | Extension Tube for use with syringe pump, universal type, 200cm (approx.) length, male/ female connectors, transparent | 100000
823 | 2026/SPC/N/R/S/00302 | Y | 14102405 | Extension Tube for use with syringe pump, universal type, 100cm - 110cm length, male/ female connectors, transparent tub | 50000
824 | 2026/SPC/N/R/S/00302 | Y | 14104306 | Radial Pulse Contour Cardiac Output Measurement Thermodilution Catheter Set, 4Fr, 50 cm | 50
825 | 2026/SPC/N/R/S/00302 | Y | 14104400 | Extention Tube, 150cm - 200cm length with male to female luer lock fitting, prime volume less than 2ml, sterile. | 180000
826 | 2026/SPC/N/R/S/00302 | Y | 14104500 | Extension Tube for IV lines, transparent, nonkinkable, 100cm length with stopcock, male/female l100cm,2ml | 120000
827 | 2026/SPC/N/R/S/00302 | Y | 14104600 | Extension Tube for IV line, 10cm length, with 3 way stopcock,male-female luer lock fitting prime volume lessthan 1.5ml | 19000
828 | 2026/SPC/N/R/S/00302 | Y | 14104700 | Extension Tube with Blue line for Pressure Monitoring, transparent, 150cm (approx.) length, prime volume 2ml. | 100000
829 | 2026/SPC/N/R/S/00302 | Y | 14104701 | Extension Tube with Red line for Pressure Monitoring, transparent, 150cm (approx.) length, prime volume 2ml. | 150000
830 | 2026/SPC/N/R/S/00302 | Y | 14104901 | White Stopper/Bung, luer lock & luer slip adaptability, with male/female fittings, made of polyethylene, sterile. | 15000
831 | 2026/SPC/N/R/S/00302 | Y | 14104902 | End cap, with male/female fittings, sterile. | 11500
832 | 2026/SPC/N/R/S/00302 | Y | 14104903 | Needle Free Stopper, sterile, Medical grade PVC, easy to puncture, latex free | 40000
833 | 2026/SPC/N/R/S/00302 | Y | 14105101 | Minimally Invasive Continuous Haemodynamic Monitoring System �� (Flotrac type sensor with VAMP adult system), 152cm | 600
834 | 2026/SPC/N/R/S/00302 | Y | 14105102 | Minimally Invasive Continuous Haemodynamic Monitoring System , (Flotrac sensor) 213cm | 150
835 | 2026/SPC/N/R/S/00302 | Y | 14105201 | Ultra Sound Probe Cover Sheaths, clear transparent, disposable, latex-free, 10cm width x 81cm length, sterile. | 30000
836 | 2026/SPC/N/R/S/00244 | N | 12800502 | Cerebrovascular Clip (Aneurysm Clip), standard, Yasargil type/ similar,slightly curved, 8.3mm blade Titanium | 15 | 8521054.4
837 | 2026/SPC/N/R/S/00244 | Y | 12800503 | Cerebrovascular Clip (Aneurysm Clip), standard, Yasargil type/similar, permanent, slightly curved, 10.2mm blade,Titanium | 50
838 | 2026/SPC/N/R/S/00244 | Y | 12800701 | Cerebrovascular Clip (Aneurysm Clip), standard, Yasargil type, permanent, angled, 6.7mm blade, Titanium | 10
839 | 2026/SPC/N/R/S/00244 | Y | 12800703 | Cerebrovascular Clip (Aneurysm Clip), standard, Yasargil type, permanent, angled, 10.0mm blade, Titanium | 5
840 | 2026/SPC/N/R/S/00244 | Y | 12803001 | Neuro Surgical Patties, micro, 100 % compressed cotton material, with X-ray marker with line, size 5mm x 5mm, sterile. | 4200
841 | 2026/SPC/N/R/S/00244 | Y | 12803103 | Neuro Surgical Patties, 100 % compressed cotton material, with X-ray marker with line, size 15mm x 25 mm, sterile. | 2500
842 | 2026/SPC/N/R/S/00244 | Y | 12803105 | Neuro Surgical Patties, 100 % compressed cotton material, with X-ray marker with line, size 25mm x 40mm, sterile. | 15000
843 | 2026/SPC/N/R/S/00244 | Y | 12803502 | Hydrocephalic Shunt Kit, standard type, flat bottom,medium pressure valve,perito.cath.100cm-120cm & R.angled ventri cath | 20
844 | 2026/SPC/N/R/S/00244 | Y | 12804000 | Ventricular Catheter Set, with or w/o anitbiotic impregnated, 3.3mm OD x 1.9mm - 2.2mm ID ventricular catheter 35cm | 300
845 | 2026/SPC/N/R/S/00306 | N | 18506401 | Brackets MBT .022 twin with canine hook Full sets ( case ). | 4500 | 35100000
846 | 2026/SPC/N/R/S/00269 | N | 12904701 | Intra Cranial Pressure Monitoring kit, Camino type or similar, sterile. | 45 | 5569200
847 | 2026/SPC/N/R/S/00304 | N | 14103001 | Pressure Monitoring Kit - Double Dome, Hp Intellivue Monitors compatible | 3700 | 120933897
848 | 2026/SPC/N/R/S/00304 | Y | 14103101 | Pressure Monitoring Kit - Single Dome (Arterial), Hp Intellivue Monitors compatible | 1350
849 | 2026/SPC/N/R/S/00304 | Y | 14103102 | Pressure Monitoring Kit - Single Dome (Venous), Hp Intellivue Monitors compatible | 850
850 | 2026/SPC/N/R/S/00304 | Y | 14103403 | Pressure Monitoring Kit - Single Dome (Arterial), Nihon Kohden Monitors compatible | 2250
851 | 2026/SPC/N/R/S/00304 | Y | 14103404 | Pressure Monitoring Kit - Single Dome (Venous), Nihon Kohden Monitors compatible | 2750
852 | 2026/SPC/N/R/S/00304 | Y | 14103502 | Pressure Monitoring Kit - Double Dome, Nihon Kohden Monitors compatible | 5000
853 | 2026/SPC/N/R/S/00304 | Y | 14103804 | Pressure Monitoring Kit - Single Dome (Venous), Mindray Monitors compatible, | 3000
854 | 2026/SPC/N/R/S/00304 | Y | 14103902 | Pressure Monitoring Kit - Double Dome, Mindray Monitors compatible, | 9000
855 | 2026/SPC/N/R/S/00233 | N | 13528901 | Vascular Puncture Needle for angiography, size 20G cannula, 40mm (approx.) length, stainless steel, sterile. | 25000 | 17960500
856 | 2026/SPC/N/R/S/00233 | Y | 13529100 | Intra Venous Cannula without side port, Surflo type or similar, size 18G cannula, 63mmm (approx.) length, sterile. | 500
857 | 2026/SPC/N/R/S/00250 | N | 13650002 | Defibrillation gel pads. | 1500 | 300000
858 | 2026/SPC/N/R/S/00301 | N | 14100906 | Central Venous Catheter Set, Single Lumen, comprising; Catheter: size 24G (2FG) x 5cm (approx.) length | 50 | 37484251.4
859 | 2026/SPC/N/R/S/00301 | Y | 14100907 | Central Venous Catheter Set, Single Lumen, comprising; Catheter: size 24G (2FG) x 8cm (approx.) length | 200
860 | 2026/SPC/N/R/S/00301 | Y | 14100908 | Central Venous Catheter Set, Single Lumen, comprising; Catheter: size 22G (2.4FG) x 5cm (approx.) length | 80
861 | 2026/SPC/N/R/S/00301 | Y | 14100912 | Central Venous Catheter Set, Single Lumen, comprising; Catheter: size 20G (3FG) x 13cm (approx.) length | 300
862 | 2026/SPC/N/R/S/00301 | Y | 14100915 | Central Venous Catheter Set, Single Lumen, comprising; Catheter: size 16G (5FG) x 16cm (approx.) length | 20
863 | 2026/SPC/N/R/S/00301 | Y | 14101001 | Central Venous Catheter Set 4FGx6cm with Double Lumen 22G/22G Paediatric | 800
864 | 2026/SPC/N/R/S/00301 | Y | 14101008 | Central Venous Catheter Set, Double Lumen, for Paediatric, comprising; 5FGx8cm,D/L,18G/20G | 800
865 | 2026/SPC/N/R/S/00301 | Y | 14101009 | Central Venous Catheter Set, Double Lumen, for Paediatric, comprising; 5FGx10cm,D/L,18G/20G | 250
866 | 2026/SPC/N/R/S/00301 | Y | 14101011 | entral Venous Catheter Set, Double Lumen, comprising; 6FGx20cm D/L 18G/20G | 150
867 | 2026/SPC/N/R/S/00301 | Y | 14101012 | Central Venous Catheter Set, Double Lumen,comprising; 7FGx15cm,D/L,14G/18G | 800
868 | 2026/SPC/N/R/S/00301 | Y | 14101013 | Central Venous Catheter Set, Double Lumen, comprising; 7FGx20cm,D/L,14G/18G | 800
869 | 2026/SPC/N/R/S/00301 | Y | 14101014 | Central Venous Catheter Set, Double Lumen, comprising; 8FGx15cm,D/L,14G/14G | 800
870 | 2026/SPC/N/R/S/00301 | Y | 14101015 | Central Venous Catheter Set, Double Lumen, comprising; 8FGx20cm,D/L,14G/14G | 500
871 | 2026/SPC/N/R/S/00301 | Y | 14101204 | Central Venous Catheter Set 5FG or 5.5FGx8cm with Triple Lumen 20G/22G/22G Paediatric | 800
872 | 2026/SPC/N/R/S/00301 | Y | 14101214 | Central Venous Catheter Triple Lumen Paediatric Set, comprising; A triple lumen catheter 20G x22G x 22G -6Fr x | 250
873 | 2026/SPC/N/R/S/00301 | Y | 14101301 | Central Venous Catheter Set 8.5FGx16cm Quardruple Lumen 18G/14G/18G/16G Adult | 5000
874 | 2026/SPC/N/R/S/00305 | N | 18100502 | Steel Dental Burs Round Plain Cut, ISO size 012, for Contra Angle hand piece,20-22mm | 12500 | 1625000
875 | 2026/SPC/N/R/S/00358 | N | 13003904 | Capsular Tension Ring, with fixtion arm, left, size 10mm - 12mm, sterile. | 150 | 2498628
876 | 2026/SPC/N/R/S/00358 | Y | 13003905 | Capsular Tension Ring, with fixtion arm, right, size 10mm - 12mm, sterile. | 125
877 | 2026/SPC/N/R/S/00358 | Y | 13003906 | Capsular Tension Ring, with fixtion arm, left, size 8mm - 9mm, sterile. | 75
878 | 2026/SPC/N/R/S/00358 | Y | 13003907 | Capsular Tension Ring, with fixtion arm, right, size 8mm - 9mm, sterile. | 75
879 | 2026/SPC/N/R/S/00358 | Y | 13004002 | Silicone Tire for retinal surgery, concave, tire width 9.0mm x gutter width 2.5mm, 12cm (approx.) length, Weiss No. 279 | 200
880 | 2026/SPC/N/R/S/00355 | N | 13000201 | Scalpel blade No.11 for opthalmic use, to fit BP type size 3 scalpel handle, carbon steel, sterile. | 20000 | 18454496
881 | 2026/SPC/N/R/S/00355 | Y | 13002301 | Acrylic Universal Conformer, small size. | 500
882 | 2026/SPC/N/R/S/00355 | Y | 13002302 | Acrylic Universal Conformer, medium size. | 700
883 | 2026/SPC/N/R/S/00355 | Y | 13002303 | Acrylic Universal Conformer, large size. | 600
884 | 2026/SPC/N/R/S/00355 | Y | 13002503 | Air Injection Cannula, size 27G, sterile. | 2000
885 | 2026/SPC/N/R/S/00355 | Y | 13002505 | Hydrodissection Cannula, size 26G, flat blunt tip, stainless steel. | 5000
886 | 2026/SPC/N/R/S/00355 | Y | 13003102 | DCR Tube - Crawford lacrimal cannulation stent, sterile | 500
887 | 2026/SPC/N/R/S/00366 | N | 14300803 | Double Lumen Catheter Sets for Haemodialysis, size 11FG - 12FG, 200mm - 210mm length, straight. | 12000 | 44958720
888 | 2026/SPC/N/R/S/00353 | N | 13103201 | Blades for use with Cobbet - Braithwaite type skin grafting knife handle, stainless steel, sterile. | 13000 | 6760000
889 | 2026/SPC/N/R/S/00363 | N | 13004201 | Keratome Knife, 2.2mm, angled 45 deg. | 150000 | 164881200
890 | 2026/SPC/N/R/S/00363 | Y | 13004202 | Keratome Knife (Slit knife), size 2.65mm, angled 45 degrees, dual bevel, stainless steel, sterile. | 24000
891 | 2026/SPC/N/R/S/00360 | N | 13004101 | Paracentesis (Side Port) Knife, size 1.0mm, angled 45 degrees, dual bevel, stainless steel, sterile. | 8000 | 27904864
892 | 2026/SPC/N/R/S/00360 | Y | 13004102 | Paracentesis (Side Port) Knife, size 1.2mm, angled 45 degrees, dual bevel, stainless steel, sterile. | 80000
893 | 2026/SPC/N/R/S/00360 | Y | 13004103 | Paracentesis (Side Port) Knife, size 1.2mm, angled 15 degrees, single bevel, stainless steel, sterile. | 2200
894 | 2026/SPC/N/R/S/00364 | N | 13003901 | Capsular Tension Ring, size 10mm, sterile. | 1000 | 50610929.5
895 | 2026/SPC/N/R/S/00364 | Y | 13003902 | Capsular Tension Ring, size 11mm, sterile. | 750
896 | 2026/SPC/N/R/S/00364 | Y | 13003903 | Capsular Tension Ring, size 12mm, sterile. | 600
897 | 2026/SPC/N/R/S/00364 | Y | 13004207 | Ophthalmic Corneal/Scleral knife(MVR knife), 20G(0.9mm),sterile | 4000
898 | 2026/SPC/N/R/S/00364 | Y | 13004306 | Scissors for vitreoretinal surgery, horizontal, size 23G, compatible with Grieshaber type handle, sterile. | 300
899 | 2026/SPC/N/R/S/00364 | Y | 13004402 | Infusion Line 23G, for Gas and Fluid Exchange, for vitreoretinal surgery, sterile. | 800
900 | 2026/SPC/N/R/S/00364 | Y | 13004501 | Crecent Knife, size 20G, angle 45 degrees, bevel up, stainless steel, sterile. | 3000
901 | 2026/SPC/N/R/S/00364 | Y | 13004901 | Mckool capsular supportive hooks | 800
902 | 2026/SPC/N/R/S/00364 | Y | 13010001 | Bandage contact lens 14.2 | 6000
903 | 2026/SPC/N/R/S/00364 | Y | 13010002 | Bandage contact lens 16 | 1200
904 | 2026/SPC/N/R/S/00364 | Y | 13015002 | Marker Pen, disposable, for ophthalmic use. | 2500
905 | 2026/SPC/N/R/S/00364 | Y | 13015401 | Trolley Drape, for ophthalmic, Polyurethane material, size 100cm x 80cm | 30000
906 | 2026/SPC/N/R/S/00333 | N | 28000100 | Rongeur Forceps for removing tooth fragments, Standard Pattern, Ash No.3 type (or similar standard) , stainless steel. | 150 | 125647441.5
907 | 2026/SPC/N/R/S/00333 | Y | 28000200 | Forceps tooth extracting English Pattern(Ash No.159)stainless steel Childrens Upper premolar,universal | 150
908 | 2026/SPC/N/R/S/00333 | Y | 28000201 | Forceps tooth extracting English Pattern(Ash No.51)S/S Upper Roots,Bayonet Type forn Adult | 350
909 | 2026/SPC/N/R/S/00333 | Y | 28000300 | Forceps tooth extracting Adult English Pattern(Ash No.01)stainless steel Upper Anteriors | 300
910 | 2026/SPC/N/R/S/00333 | Y | 28000301 | Forceps tooth extracting Adult English Pattern(Ash No.44) Upper Roots S/S | 400
911 | 2026/SPC/N/R/S/00333 | Y | 28000302 | Forceps tooth extracting Adult English Pattern(Ash No.73)Lower Molar Type | 300
912 | 2026/SPC/N/R/S/00333 | Y | 28000303 | Forceps tooth extracting Adult English Pattern(Ash No.94) Upper Molar Right S/S | 300
913 | 2026/SPC/N/R/S/00333 | Y | 28000304 | Forceps tooth extracting Adult English Pattern(Ash No.95)S/S Upper Molar Left Universal | 250
914 | 2026/SPC/N/R/S/00333 | Y | 28000401 | Tooth Extracting Forceps Upper incisors and canines Universal, for children, English pattern .No.37 | 300
915 | 2026/SPC/N/R/S/00333 | Y | 28000402 | Tooth Extracting Forceps Low.Universal,for adults,English patt.Ash No.74 type (or similar standard) | 400
916 | 2026/SPC/N/R/S/00333 | Y | 28000403 | Tooth Extracting Forceps Upper Universal, for adults, English pattern No.76 | 350
917 | 2026/SPC/N/R/S/00333 | Y | 28000404 | Tooth Extracting Forceps Upper Universal, for adults, English pattern .No.136 | 300
918 | 2026/SPC/N/R/S/00333 | Y | 28000405 | Tooth Extracting Forceps Lower Universal, for adults, English pattern .No.137 | 350
919 | 2026/SPC/N/R/S/00333 | Y | 28000406 | Tooth Extracting Forceps Upper molars Universal, for children, English pattern.No.158 | 350
920 | 2026/SPC/N/R/S/00333 | Y | 28000407 | Tooth Extracting Forceps Lower molars Universal, for children, English pattern No.161 | 350
921 | 2026/SPC/N/R/S/00333 | Y | 28000408 | Tooth Extracting Forceps Lower roots and centrals Universal, for children, English pattern No.162 | 300
922 | 2026/SPC/N/R/S/00333 | Y | 28000500 | Elevator Coupland pattern, Ash No. 1 type (or similar standard), stainless steel. | 500
923 | 2026/SPC/N/R/S/00333 | Y | 28000501 | Elevator Coupland pattern, Ash No. 2 type (or similar standard), stainless steel. | 400
924 | 2026/SPC/N/R/S/00333 | Y | 28000502 | Elevator, Coupland pattern, Ash No. 3 type (or similar standard), stainless steel. | 500
925 | 2026/SPC/N/R/S/00333 | Y | 28000600 | Root Elevator Warwick - James pattern, blade curved to left, S/S | 400
926 | 2026/SPC/N/R/S/00333 | Y | 28000601 | Root Elevator Warwick - James pattern, blade curved to right, S/S | 300
927 | 2026/SPC/N/R/S/00333 | Y | 28000602 | Root elevator Warwick's James Straight blade S/S | 400
928 | 2026/SPC/N/R/S/00333 | Y | 28000800 | Root Elevator Cryer pattern, left, Ash No.30 type OR Similar S/S | 450
929 | 2026/SPC/N/R/S/00333 | Y | 28000801 | Root Elevator Cryer pattern, right, Ash No.31 type or Similar S/S | 450
930 | 2026/SPC/N/R/S/00333 | Y | 28001000 | Periosteal Elevator double ended, Ash No.09 type (or similar standard), stainless steel. | 500
931 | 2026/SPC/N/R/S/00333 | Y | 28001101 | set of luxator straight,(small, medium and large sizes each) | 50
932 | 2026/SPC/N/R/S/00333 | Y | 28001201 | set of luxator curved,(small, medium and large sizes each) | 50
933 | 2026/SPC/N/R/S/00333 | Y | 28001301 | set of periotome straight (small, medium and large sizes each) | 20
934 | 2026/SPC/N/R/S/00333 | Y | 28001401 | set of periotome curved (small, medium and large sizes each) | 20
935 | 2026/SPC/N/R/S/00334 | N | 28100105 | Flat Plastics Filling Instrument, double ended, S/S | 2500 | 38996649
936 | 2026/SPC/N/R/S/00334 | Y | 28100106 | Flat Plastics Filling Instrument, double ended, S/S | 2500
937 | 2026/SPC/N/R/S/00334 | Y | 28100201 | Dental Probe Briault type (or similar standard), double ended, stainless steel. | 1500
938 | 2026/SPC/N/R/S/00334 | Y | 28100204 | Dental Probe, single ended, Ash No. 2/54 type (or similar),S/S | 2500
939 | 2026/SPC/N/R/S/00334 | Y | 28100205 | Dental Probe,double ended, Ash No. 8 /9type (or similar standard) | 1800
940 | 2026/SPC/N/R/S/00334 | Y | 28100206 | Dental Probe, single ended, Ash No. 6 type (or similar),S/S | 1500
941 | 2026/SPC/N/R/S/00334 | Y | 28100207 | Periodontal Probe, Williams type (or similar), stainless steel. | 300
942 | 2026/SPC/N/R/S/00334 | Y | 28100208 | Dental Probe, CPITN - C Hand Instrument, S/S | 150
943 | 2026/SPC/N/R/S/00334 | Y | 28100211 | Dental Probe, double ended, Ash No. 2/54 type or similar standard, stainless steel. | 3000
944 | 2026/SPC/N/R/S/00334 | Y | 28100212 | Dental Probe, double ended, Ash No. 6/37 type or similar standard, stainless steel. | 2000
945 | 2026/SPC/N/R/S/00334 | Y | 28100213 | Dental Probe, double ended, Ash No. 8/9 type or similar standard, stainless steel. | 1000
946 | 2026/SPC/N/R/S/00334 | Y | 28100303 | Dental Hand Scaler,universal, double ended, Ash type or similar standard No.152, stainless steel. | 2000
947 | 2026/SPC/N/R/S/00334 | Y | 28100304 | Dental Hand Scaler, sickle, double ended, Ash type or similar standard No.U15, stainless steel. | 300
948 | 2026/SPC/N/R/S/00334 | Y | 28100305 | Dental Hand Scaler,single-ended,No.11 Ash type or similar standard,stainless steel. | 300
949 | 2026/SPC/N/R/S/00334 | Y | 28100407 | Gingival Margin Trimmer, double ended, Ash type or similar standard, No. U1/2, stainless steel | 50
950 | 2026/SPC/N/R/S/00334 | Y | 28100505 | Dental Surgical Scissors, curved, Ash type or similar standard, No.19, stainless steel. | 800
951 | 2026/SPC/N/R/S/00336 | N | 28300202 | Articulator, average type | 80 | 12188460.77
952 | 2026/SPC/N/R/S/00336 | Y | 28300401 | Denture Flask, for plasters, large size, Aluminum/brass | 50
953 | 2026/SPC/N/R/S/00336 | Y | 28300402 | Denture Flask, for plasters, small size, Aluminum/brass | 15
954 | 2026/SPC/N/R/S/00336 | Y | 28300403 | Denture Flask, for plasters, extra large size, Aluminum/brass. | 40
955 | 2026/SPC/N/R/S/00336 | Y | 28300501 | Clamp for denture flask, 2 flask size, Aluminum/brass | 40
956 | 2026/SPC/N/R/S/00336 | Y | 28300502 | Clamp for denture flask, 1 flask size, Aluminum/brass. | 30
957 | 2026/SPC/N/R/S/00336 | Y | 28300601 | Dental Blow Torch(Gas) | 50
958 | 2026/SPC/N/R/S/00336 | Y | 28300701 | Cutting Knife for porcelain set of 3 sizes, stainless steel | 7
959 | 2026/SPC/N/R/S/00336 | Y | 28300702 | Wax Instrument Set, 10 instruments, stainless steel. | 20
960 | 2026/SPC/N/R/S/00336 | Y | 28300704 | Plaster Knife with wodden handle and stainless steel blade, 17.5cm (approx.) length. | 50
961 | 2026/SPC/N/R/S/00336 | Y | 28300705 | Wax Knife, large, stainless steel. | 75
962 | 2026/SPC/N/R/S/00336 | Y | 28300707 | Wax Knife, small, stainless steel. | 50
963 | 2026/SPC/N/R/S/00336 | Y | 28300708 | Wax Carver, LeCron type or similar, stainless steel. | 90
964 | 2026/SPC/N/R/S/00336 | Y | 28300903 | Dental Lathe, 2 speed -3450/1725 rpm, for 230 V 50/60 Hz AC. | 8
965 | 2026/SPC/N/R/S/00336 | Y | 28301002 | Round Nose Plier, stainless steel. | 14
966 | 2026/SPC/N/R/S/00336 | Y | 28301005 | Side Cutting Plier, heavy duty,for wires up to 1.5m dia., stainless steel. | 10
967 | 2026/SPC/N/R/S/00336 | Y | 28301007 | Clasp Adjusting Plier, Aderer type or similar, 3 prong, for wires up to 0.9mm dia., stainless steel. | 10
968 | 2026/SPC/N/R/S/00336 | Y | 28301010 | Dental Plaster Cutting plier, stainless steel. | 35
969 | 2026/SPC/N/R/S/00336 | Y | 28301101 | Model Trimer, Single Wheel type for plaster models, with dust extractor, for 230 V 50/60 Hz AC. | 10
970 | 2026/SPC/N/R/S/00336 | Y | 28301102 | Model Trimer, Double Wheel type for plaster models, with dust extractor, for 230 V 50/60 Hz AC. | 12
971 | 2026/SPC/N/R/S/00336 | Y | 28301301 | Dental Hand Saw Frame with blade, stainless steel. | 10
972 | 2026/SPC/N/R/S/00336 | Y | 28301501 | Rubber base set for study models. | 35
973 | 2026/SPC/N/R/S/00336 | Y | 28301502 | Rubber Base for study models, Upper and Lower. | 30
974 | 2026/SPC/N/R/S/00336 | Y | 28302101 | Dental Micro Motor, with straight hand piece, desk top model, for 230 V 50/60 Hz AC. | 20
975 | 2026/SPC/N/R/S/00336 | Y | 28302105 | Straight Hand Piece for dental micro motor ,adjustable speed 5000-40000rpm | 80
976 | 2026/SPC/N/R/S/00336 | Y | 28302801 | Wax Spatula, set of 4 different types, stainless steel. | 20
977 | 2026/SPC/N/R/S/00336 | Y | 28302802 | Spatula for mixing plaster of paris powder. | 50
978 | 2026/SPC/N/R/S/00336 | Y | 28302804 | Rubber Bowl for mixing plaster of paris powder. | 75
979 | 2026/SPC/N/R/S/00336 | Y | 28302805 | Plaster Knife with flask opener | 40
980 | 2026/SPC/N/R/S/00336 | Y | 28302807 | Mixing Vessel and Rod for acrylic material. | 20
981 | 2026/SPC/N/R/S/00336 | Y | 28303002 | Laboratory Tweezer double ended, with straight blade and curette end, stainless steel. | 15
982 | 2026/SPC/N/R/S/00336 | Y | 28303601 | Dental Blow Pipe | 15
983 | 2026/SPC/N/R/S/00341 | N | 15400001 | Thermoplastic Splint Material, moderate resistance to stretch,Taylor Splint type or similar, beige,1.6mm,30cm x35 cm | 400 | 109968000
984 | 2026/SPC/N/R/S/00341 | Y | 15400002 | Thermoplastic Splint Material, moderate resistance to stretch,Taylor Splint type or similar, beige,.2.4mm,45cmx60cm | 600
985 | 2026/SPC/N/R/S/00341 | Y | 15400003 | Thermoplastic Splint Material, moderate resistance to stretch,Taylor Splint type or similar, beige,.3.2mm,45cmx60cm | 1000
986 | 2026/SPC/N/R/S/00341 | Y | 15400101 | Thermoplastic Splint Material, moderate resistance to stretch,Aquaplast type or similar, beige,1.6mm,30cm x35 cm | 500
987 | 2026/SPC/N/R/S/00341 | Y | 15400102 | Thermoplastic Splint Material, moderate resistance to stretch,Aquaplast type or similar, beige,3.2mm,45cm x60 cm | 1200
988 | 2026/SPC/N/R/S/00341 | Y | 15400202 | Thermoplastic Splint Material, moderate resistance to stretch,Aquaplast T type or similar, beige,4.8mm,45cmx60cm | 650
989 | 2026/SPC/N/R/S/00341 | Y | 15400203 | Thermoplastic Splint Material, moderate resistance to stretch,Aquaplast T Pro type or similar, beige,1.6mm,45cmx60cm | 600
990 | 2026/SPC/N/R/S/00341 | Y | 15400301 | Thermoplastic Splint Material, moderate resistance to stretch,Imprints taylor type or similar, beige,3.2mm,45cmx60cm | 500
991 | 2026/SPC/N/R/S/00341 | Y | 15400401 | Thermoplastic Splint Material, moderate resistance to stretch, Breathoprene type or similar, 3.2mm ,45 cmx 60 cm | 600
992 | 2026/SPC/N/R/S/00344 | N | 28401312 | Wire Bending Pliers, heavy duty, Adams type or similar, stainless steel. Ash type or similar No 64 | 100 | 4613380
993 | 2026/SPC/N/R/S/00344 | Y | 28401313 | Adams Arch and spring bending pliers for all types of orthodontic wires and claps stainless steel. Ash type or similar | 60
994 | 2026/SPC/N/R/S/00344 | Y | 28401314 | Adams Universal wire bending pliers for wire and spring bending forzatoon and adjustment of take up loops and liable | 50
995 | 2026/SPC/N/R/S/00344 | Y | 28403201 | Large Demonstration Model of Mouth, with Upper and lower jaws, with brush. | 20
996 | 2026/SPC/N/R/S/00340 | N | 28200102 | Dappan Glass | 400 | 5263267.75
997 | 2026/SPC/N/R/S/00340 | Y | 28200105 | Spirit Lamp, glass, with lid and cotton wick. | 100
998 | 2026/SPC/N/R/S/00340 | Y | 28200109 | Mixing Slab of plate glass, with beveled edges, one side ground and one side polished surface, | 250
999 | 2026/SPC/N/R/S/00340 | Y | 28200201 | Holder, bib or napkin, S/S | 100
1000 | 2026/SPC/N/R/S/00340 | Y | 28200203 | Holder Cotton Wool, S/S | 75
1001 | 2026/SPC/N/R/S/00340 | Y | 28200204 | Intraoral periapical radiograph film holder for bitewing radiography | 30
1002 | 2026/SPC/N/R/S/00340 | Y | 28200205 | Intra oral X-ray film holder full kit for paralleling technique | 20
1003 | 2026/SPC/N/R/S/00340 | Y | 28200303 | Syringe water Hunts type, with detachable nozzle. | 200
1004 | 2026/SPC/N/R/S/00340 | Y | 28200501 | Tray instr. large 35x28x1.4cm deep | 100
1005 | 2026/SPC/N/R/S/00340 | Y | 28200503 | Instrument Tray with lid, Size 25x8x4cm stainless steel. | 250
1006 | 2026/SPC/N/R/S/00340 | Y | 28200504 | Instrument Tray, with lid, size 28cm x 18cm x 4cm deep,S/S with Aluminium rack. | 150
1007 | 2026/SPC/N/R/S/00340 | Y | 28200601 | Wire Brush for cleaning burs, plugger etc., with telescopic handle all metal, chromium plated. | 400
1008 | 2026/SPC/N/R/S/00340 | Y | 28200701 | Mixing Bowl for alginate, large size. | 75
1009 | 2026/SPC/N/R/S/00340 | Y | 28200801 | Bur Stand for 120-150 burs, autoclavable | 150
1010 | 2026/SPC/N/R/S/00340 | Y | 28202001 | Perforated Dentulous Dental Impression Tray, Upper, Size 0, stainless steel. | 100
1011 | 2026/SPC/N/R/S/00340 | Y | 28202002 | Perforated Dentulous Dental Impression Tray, Upper, Size 1, stainless steel. | 100
1012 | 2026/SPC/N/R/S/00340 | Y | 28202003 | Perforated Dentulous Dental Impression Tray, Upper, Size 2, stainless steel. | 200
1013 | 2026/SPC/N/R/S/00340 | Y | 28202004 | Perforated Dentulous Dental Impression Tray, Upper, Size 3, stainless steel. | 150
1014 | 2026/SPC/N/R/S/00340 | Y | 28202005 | Perforated Dentulous Dental Impression Tray, Upper, Size 4, stainless steel. | 150
1015 | 2026/SPC/N/R/S/00340 | Y | 28202006 | Perforated Dentulous Dental Impression Tray, Upper, Size 5, stainless steel. | 175
1016 | 2026/SPC/N/R/S/00340 | Y | 28202020 | Upper Anterior Dental Impression Tray, stainless steel. | 40
1017 | 2026/SPC/N/R/S/00340 | Y | 28202101 | Perforated Dentulous Dental Impression Tray, Lower, Size 0, stainless steel. | 100
1018 | 2026/SPC/N/R/S/00340 | Y | 28202102 | Perforated Dentulous Dental Impression Tray, Lower, Size 1, stainless steel. | 100
1019 | 2026/SPC/N/R/S/00340 | Y | 28202103 | Perforated Dentulous Dental Impression Tray, Lower, Size 2, stainless steel. | 150
1020 | 2026/SPC/N/R/S/00340 | Y | 28202104 | Perforated Dentulous Dental Impression Tray, Lower, Size 3, stainless steel. | 150
1021 | 2026/SPC/N/R/S/00340 | Y | 28202105 | Perforated Dentulous Dental Impression Tray, Lower, Size 4, stainless steel. | 100
1022 | 2026/SPC/N/R/S/00340 | Y | 28202106 | Perforated Dentulous Dental Impression Tray, Lower, Size 5, stainless steel. | 100
1023 | 2026/SPC/N/R/S/00340 | Y | 28202202 | Perforated Edentulous Dental Impression Tray,medium, stainless steel. | 30
1024 | 2026/SPC/N/R/S/00340 | Y | 28202203 | Set of Perforated Edentulous Dental Impression Tray,small, upper and lower, stainless steel. | 30
1025 | 2026/SPC/N/R/S/00340 | Y | 28202220 | Set of Perforated Edentulous Dental Impression Tray, Large, upper and lower stainless steel. | 60
1026 | 2026/SPC/N/R/S/00342 | N | 15400501 | Strapping, with sew on loop, Velcro type or similar, non-adhesive, beige colour, 25mm width x 25m reel | 550 | 18511102
1027 | 2026/SPC/N/R/S/00342 | Y | 15400502 | Strapping, with sew on loop, Velcro type or similar, non-adhesive, beige colour, 50mm width x 25m reel | 500
1028 | 2026/SPC/N/R/S/00342 | Y | 15400503 | Strapping, with sew on hook, Velcro type or similar, self adhesive, beige colour, 25mm width x 25m reel | 600
1029 | 2026/SPC/N/R/S/00342 | Y | 15400504 | Strapping, with sew on hook, Velcro type or similar, self adhesive, beige colour, 50mm width x 25m reel | 650
1030 | 2026/SPC/N/R/S/00342 | Y | 15400601 | Self Adhisive Padding Material for use with thermoplastic splints, 3.2mm thickness, size 45cm x 60cm (approx.) sheet | 800
1031 | 2026/SPC/N/R/S/00342 | Y | 15401201 | Foam Padding - open cell foam provides lightweight protection in splint and other padding, 1.3mm thick, size 30cm x 30cm | 650
1032 | 2026/SPC/N/R/S/00342 | Y | 15401301 | Standard Tropic Pack, size 25cm x 30cm | 200
1033 | 2026/SPC/N/R/S/00342 | Y | 15401303 | Aluminum Screw Rivets, for attachment of hinges/straps | 1200
1034 | 2026/SPC/N/R/S/00342 | Y | 15401304 | Outrigger Wire for making outriggers, copper coated steel | 300
1035 | 2026/SPC/N/R/S/00342 | Y | 15401501 | Pressure Splint,Uriastype or similar, Long arm adult single chamber 80cm length, | 250
1036 | 2026/SPC/N/R/S/00346 | N | 28501601 | Awl for Maxillofacial surgery, curved, with eye, 230mm (approx.) length, stainless steel. | 5 | 3914119.23
1037 | 2026/SPC/N/R/S/00346 | Y | 28501602 | Awl for Maxillofacial surgery, Kelsey - Fry type or similar,with eye, 180mm (approx.) length, stainless steel. | 6
1038 | 2026/SPC/N/R/S/00346 | Y | 28501702 | Micro Forceps, curved, 0.2mm width, 120mm (approx.) length, stainless steel. | 15
1039 | 2026/SPC/N/R/S/00346 | Y | 28501703 | Micro Forceps, curved, 0.3mm width, 135mm (approx.) length, stainless steel. | 15
1040 | 2026/SPC/N/R/S/00346 | Y | 28501704 | Micro Forceps, curved, 0.4mm width, 150mm (approx.) length, stainless steel. | 15
1041 | 2026/SPC/N/R/S/00346 | Y | 28501801 | Micro Forceps, straight, 0.1mm width, 110mm (approx.) length, stainless steel. | 20
1042 | 2026/SPC/N/R/S/00346 | Y | 28501802 | Micro Forceps, straight, 0.2mm width, 120mm (approx.) length, stainless steel. | 15
1043 | 2026/SPC/N/R/S/00346 | Y | 28501803 | Micro Forceps, straight, 0.3mm width, 135mm (approx.) length, stainless steel. | 12
1044 | 2026/SPC/N/R/S/00346 | Y | 28501804 | Micro Forceps, straight, 0.4mm width, 150mm (approx.) length, stainless steel. | 10
1045 | 2026/SPC/N/R/S/00346 | Y | 28502503 | Disimpacting Forceps,Rowe type or similar, for adults, right,225mm(approx.)length,stainless steel. | 15
1046 | 2026/SPC/N/R/S/00346 | Y | 28502504 | Disimpacting Forceps, Rowe type or similar, for adults, left, 225mm (approx.) length, stainless steel. | 10
1047 | 2026/SPC/N/R/S/00346 | Y | 28502701 | Superior Ramus Separator, 220mm (approx.) length, stainless steel. | 10
1048 | 2026/SPC/N/R/S/00346 | Y | 28502801 | Caliper, curved, measuring range up to 40mm, 180mm (approx.) length, stainless steel. | 15
1049 | 2026/SPC/N/R/S/00346 | Y | 28502802 | Caliper, straight, measuring range up to 40mm, 180mm (approx.) length, stainless steel. | 15
1050 | 2026/SPC/N/R/S/00346 | Y | 28503001 | Thymus Hook, Lukens type or similar, double ended, 170mm (approx.) length, stainless steel. | 6
1051 | 2026/SPC/N/R/S/00346 | Y | 28503101 | Gouge, Sindet - Petersen type or similar, 5mm blade, 220mm (approx.) length, stainless steel. | 5
1052 | 2026/SPC/N/R/S/00346 | Y | 28503201 | Lateral Nasal Wall Osteotome, curved, 6mm blade, 200mm (approx.) length, stainless steel. | 5
1053 | 2026/SPC/N/R/S/00346 | Y | 28503202 | Lateral Nasal Wall Osteotome, curved, 8mm blade, 200mm (approx.) length, stainless steel. | 5
1054 | 2026/SPC/N/R/S/00346 | Y | 28503203 | Lateral Nasal Wall Osteotome, left, delicate blade, 4mm blade, 165mm (approx.) length, stainless steel. | 10
1055 | 2026/SPC/N/R/S/00346 | Y | 28503204 | Lateral Nasal Wall Osteotome, right, delicate blade, 4mm blade, 165mm (approx.) length, stainless steel. | 8
1056 | 2026/SPC/N/R/S/00346 | Y | 28503205 | Lateral Nasal Wall Osteotome, straight, 6mm blade, 200mm (approx.) length, stainless steel. | 5
1057 | 2026/SPC/N/R/S/00346 | Y | 28503206 | Lateral Nasal Wall Osteotome, straight, 8mm blade, 200mm (approx.) length, stainless steel. | 6
1058 | 2026/SPC/N/R/S/00346 | Y | 28503301 | Nasal Osteotome, Original Tessier type or similar, 5mm blade, 185mm (approx.) length, stainless steel. | 9
1059 | 2026/SPC/N/R/S/00346 | Y | 28503401 | Nasal Septum Osteotome, Obwegeser type or similar, 4mm blade, 185mm (approx.) length, stainless steel. | 10
1060 | 2026/SPC/N/R/S/00346 | Y | 28503402 | Nasal Septum Osteotome, Obwegeser type or similar, 8mm blade, 185mm (approx.) length, stainless steel. | 5
1061 | 2026/SPC/N/R/S/00346 | Y | 28503403 | Nasal Septum Osteotome, Obwegeser type or similar, 6mm blade, 185mm (approx.) length, stainless steel. | 5
1062 | 2026/SPC/N/R/S/00346 | Y | 28503501 | Osteotome for Maxillofacial surgery, Bowlder-Henry's type or similar,165mm(approx.)length,stainless steel. | 5
1063 | 2026/SPC/N/R/S/00346 | Y | 28503601 | Osteotome for Maxillofacial surgery, Gillies type, flat handle, angled 8mm blade, 210mm length, stainless steel. | 10
1064 | 2026/SPC/N/R/S/00346 | Y | 28503602 | Osteotome for Maxillofacial surgery, Gillies type, round handle, angled 8mm blade,210mm length, stainless steel. | 10
1065 | 2026/SPC/N/R/S/00346 | Y | 28503701 | Osteotome for Maxillofacial surgery, Original Steinhauser type or similar, curved, 5mm blade, 175mm (approx.) length, s | 10
1066 | 2026/SPC/N/R/S/00346 | Y | 28503702 | Osteotome for Maxillofacial surgery, Original Steinhauser type or similar, curved, 8mm blade, 175mm length, ss | 10
1067 | 2026/SPC/N/R/S/00346 | Y | 28503801 | Osteotome for Maxillofacial surgery,Tessier type or similar, curved,10mm blade, 205mm length,stainless steel. | 5
1068 | 2026/SPC/N/R/S/00346 | Y | 28503802 | Osteotome for Maxillofacial surgery,Tessier type or similar, straight, 10mm blade, 205mm length, stainless steel. | 5
1069 | 2026/SPC/N/R/S/00346 | Y | 28503901 | Osteotome for Maxillofacial surgery, Obwegeser type or similar, 12mm blade, 220mm (approx.) length, stainless steel. | 5
1070 | 2026/SPC/N/R/S/00346 | Y | 28503902 | Osteotome for Maxillofacial surgery, Obwegeser type or similar, 16mm blade, 220mm (approx.) length, stainless steel. | 5
1071 | 2026/SPC/N/R/S/00346 | Y | 28505101 | Dental Mouth Props | 250
1072 | 2026/SPC/N/R/S/00347 | N | 18300303 | Wool Buff Brushes 80-100mm | 130 | 7348327.5
1073 | 2026/SPC/N/R/S/00347 | Y | 18300501 | Plaster cutting burs for use in straight hand piece | 140
1074 | 2026/SPC/N/R/S/00347 | Y | 18300701 | Tungsten Carbide Burs, Tapering Fissure, super hard,for acrylic cutting. | 700
1075 | 2026/SPC/N/R/S/00347 | Y | 18300901 | Plaster of Paris Soft Powder, white, bulk pack, 25kg - 50kg. | 8750
1076 | 2026/SPC/N/R/S/00347 | Y | 18300902 | Plaster of Paris Soft Powder, white, small pack, 5kg. | 1200
1077 | 2026/SPC/N/R/S/00347 | Y | 18301604 | Acrylic Teeth of cross-linked material, plastic teeth type, set of 8 Lower. | 1400
1078 | 2026/SPC/N/R/S/00347 | Y | 18301605 | Acrylic Teeth of cross-linked material, plastic teeth type, set of 8 Upperer. | 1500
1079 | 2026/SPC/N/R/S/00347 | Y | 18301901 | Felt Polishing Cone, large. | 350
1080 | 2026/SPC/N/R/S/00347 | Y | 18301910 | Tray acrylic material | 100
1081 | 2026/SPC/N/R/S/00331 | N | 22700001 | Electrocautery machine, Hyfrecator type or similar. | 34 | 19477278.8
1082 | 2026/SPC/N/R/S/00331 | Y | 22700101 | Nail clipper w/handle 120mm | 40
1083 | 2026/SPC/N/R/S/00331 | Y | 22700501 | Dermatoscope | 35
1084 | 2026/SPC/N/R/S/00331 | Y | 22700601 | Mobile spot light | 300
1085 | 2026/SPC/N/R/S/00294 | N | 10000704 | polyglactin 910 suture,4/0, 45-75cm, with 12-18mm, 3/8 circle,reverse cutting needle | 22560 | 73334475.2
1086 | 2026/SPC/N/R/S/00294 | Y | 10000706 | polyglactin 910 suture,4/0, 45-75cm, with 20-22mm, 1/2 circle, round bodied, taper point ndl | 32300
1087 | 2026/SPC/N/R/S/00294 | Y | 10000803 | polyglactin 910 suture,3/0, 45-75cm, with 12-14mm, 1/2 circle, round bodied, taper point ndl | 13700
1088 | 2026/SPC/N/R/S/00294 | Y | 10000806 | polyglactin 910 suture,3/0, 45-75cm, with 16-18mm, 1/2 circle, absorbable, round bodied, taper point ndl | 40000
1089 | 2026/SPC/N/R/S/00294 | Y | 10000807 | PG 910 ,Absorbable Synthetic Surgical Suture Size 3/0, 45-75cm length, with 16mm curved reverse cutting needle. | 46000
1090 | 2026/SPC/N/R/S/00294 | Y | 10000811 | polyglactin 910 suture,3/0, 45-75cm, with 24-26mm, 1/2 circle, round bodied, taper point ndl | 75800
1091 | 2026/SPC/N/R/S/00294 | Y | 10000812 | polyglactin 910 suture,3/0, 45-75cm, with 30-35mm, 1/2 circle, round bodied, taper point ndl | 40000
1092 | 2026/SPC/N/R/S/00294 | Y | 10000901 | polyglactin 910 suture,2/0, 150cm length. | 75780
1093 | 2026/SPC/N/R/S/00294 | Y | 10000902 | Absorbable Synthetic Surgical Suture PG 910, Size 2/0, 75cm length, with 20mm half circle round bodied taper point nd | 57960
1094 | 2026/SPC/N/R/S/00354 | N | 21700101 | Plester foot plate hook, 0.6mm, length 16cm | 10 | 81171988.93
1095 | 2026/SPC/N/R/S/00354 | Y | 21700201 | Antrum Punch, 4mm bite, 90 degrees angled, upwards biting, 140mm (approx.) working length, stainless steel. | 10
1096 | 2026/SPC/N/R/S/00354 | Y | 21700205 | V. EICKEN Antrum Cannula, LUER-Lock, long curved, outer diameter 4 mm, length 12.5 cm. | 6
1097 | 2026/SPC/N/R/S/00354 | Y | 21700206 | V. EICKEN Antrum Cannula, LUER-Lock, long curved,malleable, serrated grip plate,outer diameter 4 mm, length 12.5 cm | 8
1098 | 2026/SPC/N/R/S/00354 | Y | 21700207 | V. EICKEN Antrum Cannula, LUER-Lock, long curved, outer diameter 4 mm, length 15 cm | 6
1099 | 2026/SPC/N/R/S/00354 | Y | 21700208 | Antrum Curette, forward cutting, angled 20��, large, working length 22 cm. | 21
1100 | 2026/SPC/N/R/S/00354 | Y | 21700209 | Kerrison Bone Punch, detachable, rigid, upbiting 60' forward 1mm, working length 17mm. | 35
1101 | 2026/SPC/N/R/S/00354 | Y | 21700210 | Nasal Antrum Cannula Short Curved, Eicken type or similar,2.5mm outer diameter, luer lock connector,12.5cm length,ss | 12
1102 | 2026/SPC/N/R/S/00354 | Y | 21700212 | Antrum Punch,4mm bite, 90 degrees angled, downwards biting, 140mm (approx.) working length, stainless steel. | 5
1103 | 2026/SPC/N/R/S/00354 | Y | 21700213 | Kerrison Bone Punch,detachable, rigid, upbiting 60' forward 2mm, working length 17mm. | 30
1104 | 2026/SPC/N/R/S/00354 | Y | 21700214 | Kerrison Bone Punch, detachable, rigid, upbiting 60' forward 3mm, working length 17mm | 25
1105 | 2026/SPC/N/R/S/00354 | Y | 21700215 | Kerrison Bone Punch, detachable, rigid, upbiting 60' forward 4 mm, working length 17mm. | 17
1106 | 2026/SPC/N/R/S/00354 | Y | 21700216 | Kerrison Bone Punch, detachable, rigid, downbiting 60' forward 1mm, working length 17mm. | 20
1107 | 2026/SPC/N/R/S/00354 | Y | 21700217 | Kerrison Bone Punch, detachable, rigid, downbiting 60' forward 2mm, working length 17mm | 20
1108 | 2026/SPC/N/R/S/00354 | Y | 21700218 | Kerrison Bone Punch, detachable, rigid, downbiting 60' forward 3mm, working length 17mm | 20
1109 | 2026/SPC/N/R/S/00354 | Y | 21700219 | Kerrison Bone Punch, detachable, rigid, down biting 60' forward 4 mm, working length 17mm | 16
1110 | 2026/SPC/N/R/S/00354 | Y | 21700220 | Antrum Grasping Forceps,Heuwieser type,fixed jaw,90degre.curved,movable jaw opens backwards upto 120deg.130mm w.legth,ss | 20
1111 | 2026/SPC/N/R/S/00354 | Y | 21700305 | Universal Ventilating Bronchoscope, Paediatric Set, with proximal illumination, size 2.5, 180mm length | 13
1112 | 2026/SPC/N/R/S/00354 | Y | 21700306 | Universal Ventilating Bronchoscope, Paediatric Set, with proximal illumination, size 5.5, 30cm length | 11
1113 | 2026/SPC/N/R/S/00354 | Y | 21700312 | Universal Ventilating Bronchoscope,Paediatric Set,proximal illumination,size 4.5,30cm length,aduptors,ins.guide,inj.can. | 16
1114 | 2026/SPC/N/R/S/00354 | Y | 21700313 | Universal Ventilating Bronchoscope,Adult,proximal illumination,size 6.5,43cm length,with adaptors,ins.guide,inj.can. | 13
1115 | 2026/SPC/N/R/S/00354 | Y | 21700314 | Universal Ventilating Bronchoscope,Paediatric Set,proximal illumination,size 3.5,30cm length,with adaptors,ins.inj.can. | 14
1116 | 2026/SPC/N/R/S/00354 | Y | 21700315 | Universal Ventilating Bronchoscope,Adult,proximal illumination,size 7.5,43cm length,with adaptors,inst.guide,inj.can. | 9
1117 | 2026/SPC/N/R/S/00354 | Y | 21700701 | Nasal Osteotome, Fomon, with guard, size 8mm, 170mm (approx.) length, stainless steel. | 14
1118 | 2026/SPC/N/R/S/00354 | Y | 21701007 | Set of 12 Oesophageal Dilators (Bougie) | 55
1119 | 2026/SPC/N/R/S/00354 | Y | 21701101 | Tonsil Dissector, Gwynne Evens type, double ended with serrated end and blunt end, 210mm length, stainless steel | 18
1120 | 2026/SPC/N/R/S/00354 | Y | 21701201 | Elevator, Hills type or similar, double ended, curved to side, rugine end, 5mm width, 220mm length, stainless steel | 12
1121 | 2026/SPC/N/R/S/00354 | Y | 21701202 | Periosteal Elevator, Freer type or similar, double ended, blunt end and semi sharp end, 190mm length, stainless steel. | 70
1122 | 2026/SPC/N/R/S/00354 | Y | 21701203 | BEALES Elevator, curved, width 1.5 mm, length 16 cm. | 12
1123 | 2026/SPC/N/R/S/00354 | Y | 21701205 | Septum Elevator, Killian type or similar, double ended, blunt end and sharp end, straight, 185mm length, stainless steel | 18
1124 | 2026/SPC/N/R/S/00354 | Y | 21701206 | Periosteal Elevator, Cottle type or similar, single ended, curved, 9mm width, 190mm (approx.) length, stainless steel. | 25
1125 | 2026/SPC/N/R/S/00354 | Y | 21701210 | Ear Annulus Elevator for lifting drum forward, slightly angled, 160mm (approx.) length, stainless steel. | 30
1126 | 2026/SPC/N/R/S/00354 | Y | 21701212 | Elevator, Rosen type or similar, 15 degrees angled tip, 12mm long x 1.5mm width, 160mm (approx.) length, stainless steel | 30
1127 | 2026/SPC/N/R/S/00354 | Y | 21701213 | Elevator, Lempert type or similar, curved, blade width 7mm, with broad handle, 180mm (approx.) length, stainless steel. | 18
1128 | 2026/SPC/N/R/S/00354 | Y | 21701216 | Joseph Elevator slightly curved 16-17 cm. | 18
1129 | 2026/SPC/N/R/S/00354 | Y | 21701220 | Septum Elevator, Cottle type or similar, double ended, curved ends, graduated shaft, 215mm (approx.) length, stainless s | 18
1130 | 2026/SPC/N/R/S/00354 | Y | 21701303 | Ossicle holding forceps,12cm length, Derlacki clamp like. | 10
1131 | 2026/SPC/N/R/S/00354 | Y | 21701304 | Ear Forceps,45 degrees curved upwards,extra delicate,oval cupped jaws,0.6 mm,working length 10cm. | 40
1132 | 2026/SPC/N/R/S/00354 | Y | 21701501 | Masing Needle holder, tungston carbide inserts, 13 cm. | 8
1133 | 2026/SPC/N/R/S/00354 | Y | 21702208 | Kilner Scissors, straight tungston carbide inserts, sharp/sharp 11.5cm. | 13
1134 | 2026/SPC/N/R/S/00354 | Y | 21702302 | Curved Light Clip for proximal illumination, for use with laryngoscope | 13
1135 | 2026/SPC/N/R/S/00354 | Y | 21702801 | Laryngoscope Negus w/ F.L.C. adult | 60
1136 | 2026/SPC/N/R/S/00354 | Y | 21702802 | Laryngoscope Negus w/ F.L.C. child | 35
1137 | 2026/SPC/N/R/S/00354 | Y | 21702804 | Operating Laryngoscope, with fiber optic light carrier RUDERT or similar Anterior Commissure Laryngoscope,medium | 10
1138 | 2026/SPC/N/R/S/00354 | Y | 21702903 | LED Head Light, portable type, with rechargeable batteries and compatible battery charger | 100
1139 | 2026/SPC/N/R/S/00354 | Y | 21702904 | Prismatic Light Deflector, for use with Robert - Jesberg type Oesophagoscopes | 15
1140 | 2026/SPC/N/R/S/00354 | Y | 21702905 | Fibre Optic Light Carrier, for use with Robert - Jesberg type hypopharyngoscopes, 20cm length. | 16
1141 | 2026/SPC/N/R/S/00354 | Y | 21702906 | Fibre Optic Light Carrier, for use with Robert - Jesberg type hypopharyngoscopes, 30cm length. | 11
1142 | 2026/SPC/N/R/S/00354 | Y | 21702907 | Fibre Optic Light Carrier, for use with Robert - Jesberg type hypopharyngoscopes, 40cm length. | 15
1143 | 2026/SPC/N/R/S/00354 | Y | 21702908 | Fibre Optic Light Carrier, for use with Robert - Jesberg type hypopharyngoscopes, 50cm length. | 15
1144 | 2026/SPC/N/R/S/00354 | Y | 21703110 | Laryngeal Mirror, 24mm diameter, with fixed stainless steel handle, 180mm (approx.) length. | 200
1145 | 2026/SPC/N/R/S/00354 | Y | 21703113 | Laryngeal Mirror, 16mm diameter, with fixed stainless steel handle, 180mm (approx.) length. | 100
1146 | 2026/SPC/N/R/S/00354 | Y | 21703400 | Surgical Mallet with plain face & convex face, weight (approx.) 250g, 190mm (approx.) length, stainless steel. | 5
1147 | 2026/SPC/N/R/S/00354 | Y | 21703501 | Oesophaguscope Negus w/F.L.C. chl. | 10
1148 | 2026/SPC/N/R/S/00354 | Y | 21703502 | Oesophaguscope Negus w/F.L.C. inf. | 6
1149 | 2026/SPC/N/R/S/00354 | Y | 21703503 | Oesophaguscope Negus w/FLCadol/sh | 4
1150 | 2026/SPC/N/R/S/00354 | Y | 21703508 | Robert-jesberg oval esophagoscope,30cm,12x16 | 8
1151 | 2026/SPC/N/R/S/00354 | Y | 21703509 | Oesophagoscope, Negus type, with fiber optic light carrier, adult size, 450mm length, polished metal | 7
1152 | 2026/SPC/N/R/S/00354 | Y | 21703510 | Oesophagoscope, Oval, Robert - Jesberg type, for distal and proximal illumination, size 12 x 16mm, length 40cm | 6
1153 | 2026/SPC/N/R/S/00354 | Y | 21703511 | Oesophagoscope,Oval, Robert - Jesberg type, for distal and proximal illumination, size 12 x 16mm, length 50cm | 4
1154 | 2026/SPC/N/R/S/00354 | Y | 21703512 | Oesophagoscope, Oval, Robert - Jesberg type, for distal and proximal illumination, size 10 x 14mm, length 40cm | 6
1155 | 2026/SPC/N/R/S/00354 | Y | 21703513 | Oesophagoscope,Oval,Robert - Jesberg type, for distal & proximal illumination, size 10 x 14mm, length 30cm | 10
1156 | 2026/SPC/N/R/S/00354 | Y | 21703514 | Handle for Robert - Jesberg type Oesophagoscope. | 13
1157 | 2026/SPC/N/R/S/00354 | Y | 21703515 | Oesophagoscope Fibre Optic, Paediatric, Oval, Robert - Jesberg type or similar, for distal and proximal illumination, | 5
1158 | 2026/SPC/N/R/S/00354 | Y | 21703516 | Oesophagoscope Fibre Optic, Paediatric, Oval, Robert - Jesberg type or similar 6.5x10mm,35cm | 7
1159 | 2026/SPC/N/R/S/00354 | Y | 21703517 | Oesophagoscope Fibre Optic, Paediatric, Oval, Robert - Jesberg type or similar, for distal and proximal illumination, | 7
1160 | 2026/SPC/N/R/S/00354 | Y | 21703518 | Fibre Optic Light Carrier, for use with Robert - Jesberg type oesophagoscope, 20cm length. | 13
1161 | 2026/SPC/N/R/S/00354 | Y | 21703519 | Oesophagoscope, Oval, Robert - Jesberg type or similar, for distal and proximal illumination, size 10 x 14mm,50cm. | 8
1162 | 2026/SPC/N/R/S/00354 | Y | 21703520 | Oesophagoscope, Oval, Robert - Jesberg type or similar, for distal and proximal illumination, size 8 x 12mm, 50cm. | 10
1163 | 2026/SPC/N/R/S/00354 | Y | 21703521 | Oesophagoscope, Oval, Robert - Jesberg type or similar, for distal and proximal illumination, size 8 x 12mm, 40cm. | 7
1164 | 2026/SPC/N/R/S/00354 | Y | 21703522 | Oesophagoscope, Oval, Robert - Jesberg type or similar, for distal and proximal illumination, size 8 x 12mm, 30cm | 11
1165 | 2026/SPC/N/R/S/00354 | Y | 21703523 | Oesophagoscope, Oval, Robert - Jesberg type or similar, for distal and proximal illumination, size 7 x 9mm, length 30cm. | 7
1166 | 2026/SPC/N/R/S/00354 | Y | 21703601 | Paediatric, Oesophagoscope, Tube size ,3, length 18.5cm. | 13
1167 | 2026/SPC/N/R/S/00354 | Y | 21703602 | Paediatric, Oesophagoscope, Tube size ,3.5, length 18.5cm. | 10
1168 | 2026/SPC/N/R/S/00354 | Y | 21703603 | Paediatric Oesophagoscope, Tube size 4, length 30cm. | 13
1169 | 2026/SPC/N/R/S/00354 | Y | 21703604 | Paediatric Oesophagoscope, Tube size 5, length 30cm. | 11
1170 | 2026/SPC/N/R/S/00354 | Y | 21703605 | Paediatric Oesophagoscope, Tube size 6, length 30cm. | 13
1171 | 2026/SPC/N/R/S/00354 | Y | 21703701 | Ethmoid Punch Forceps, Tilley Henckel type or similar, 6.5mm jaw length, 114mm (approx.) shaft length, stainless steel. | 15
1172 | 2026/SPC/N/R/S/00354 | Y | 21703702 | Ethmoid Punch Forceps, Tilley Henckel type or similar, 8mm jaw length, 114mm (approx.) shaft length, stainless steel. | 14
1173 | 2026/SPC/N/R/S/00354 | Y | 21703900 | Ear Scoop, for removing hard wax , 75mm (approx.) length, stainless steel. | 100
1174 | 2026/SPC/N/R/S/00354 | Y | 21704003 | Endaural Ear Speculum, bivalve, Lempert type or similar, 135mm (approx.) length, stainless steel. | 20
1175 | 2026/SPC/N/R/S/00354 | Y | 21704006 | Ear Speculam Holder, flexible, Leyla type, for attaching to head bow or pole of operating table, stainless steel. | 10
1176 | 2026/SPC/N/R/S/00354 | Y | 21704009 | Nasal Speculum, Cottle type or similar, with set screw, slender blades with 9mm to 4mm taper, 35mm blade, 130mm,ss | 5
1177 | 2026/SPC/N/R/S/00354 | Y | 21704016 | Septum Speculum, Cottle type or similar, with set screw, thin blades,76mm x 7mm blade, 130mm (approx.) length | 5
1178 | 2026/SPC/N/R/S/00354 | Y | 21704101 | Nasal Speculum, Killian type or similar, 75mm blade, 140mm (approx.) length, stainless steel. | 25
1179 | 2026/SPC/N/R/S/00354 | Y | 21704102 | Nasal Speculum, Thudicum type or similar, 12mm blade (size 1), stainless steel. | 60
1180 | 2026/SPC/N/R/S/00354 | Y | 21704103 | Nasal Speculum, Thudicum type or similar, 14mm blade (size 2), stainless steel. | 50
1181 | 2026/SPC/N/R/S/00354 | Y | 21704104 | Nasal Speculum, Thudicum type or similar, 17mm blade (size 3), stainless steel. | 70
1182 | 2026/SPC/N/R/S/00354 | Y | 21704105 | Nasal Speculum, Thudicum type or similar, 19mm blade (size 4), stainless steel. | 35
1183 | 2026/SPC/N/R/S/00354 | Y | 21704107 | Nasal Speculum, Killian type or similar, 65mm blade, 140mm (approx.) length, stainless steel. | 25
1184 | 2026/SPC/N/R/S/00354 | Y | 21704108 | Nasal Speculum, Killian type or similar, 90mm blade, 140mm (approx.) length, stainless steel. | 25
1185 | 2026/SPC/N/R/S/00354 | Y | 21704113 | Nasal Speculum, Killian type or similar, 50mm blade, 140mm (approx.) length, stainless steel. | 10
1186 | 2026/SPC/N/R/S/00354 | Y | 21704116 | Set of Nasal Speculae, insulated, Shah type, 75mm | 10
1187 | 2026/SPC/N/R/S/00354 | Y | 21704120 | Nasal Speculum,Cottle type or similar, with set screw, slender blades with 10mm to 8mm taper, 55mm blade, 130mm | 10
1188 | 2026/SPC/N/R/S/00354 | Y | 21704121 | Nasal Speculum,Cottle type or similar,with set screw,slender blades with 10mm-8mm taper,80mm blade,130mm length ,ss | 15
1189 | 2026/SPC/N/R/S/00354 | Y | 21704210 | Tongue Depressor, angled, double ended, 180mm length, stainless steel | 700
1190 | 2026/SPC/N/R/S/00357 | N | 21704402 | Rigid Suction Tube, for use with thumb control, 4mm dia., 350mm (approx.) working length, stainless steel. | 70 | 161447754.84
1191 | 2026/SPC/N/R/S/00357 | Y | 21704403 | Insertable Suction Tube, for use with Robert - Jesberg type Oesophagoscopes, outer dia. 2mm, 50cm length. | 25
1192 | 2026/SPC/N/R/S/00357 | Y | 21704404 | Suction Tube,conical,curved 6 mm,LUER-Lock,outer diameter 1mm,length 8cm. | 60
1193 | 2026/SPC/N/R/S/00357 | Y | 21704405 | Suction Tube,conical,curved 6 mm,LUER-Lock,outer diameter 1.2 mm,length 8 cm. | 50
1194 | 2026/SPC/N/R/S/00357 | Y | 21704477 | Ear Suction Tube, Zoelner type angled conical tip with stilette, 2.5mm OD, luer lock, 180mm length, stainless steel. | 200
1195 | 2026/SPC/N/R/S/00357 | Y | 21704484 | Insertable Suction Tube, for use with oesophagoscope, 300mm (approx.) length, stainless steel. | 20
1196 | 2026/SPC/N/R/S/00357 | Y | 21704485 | Insertable Suction Tube, for use with oesophagoscope, 200mm (approx.) length, stainless steel. | 20
1197 | 2026/SPC/N/R/S/00357 | Y | 21704502 | BELLUCCI Scissors, delicate, curved to right , working length 8cm | 15
1198 | 2026/SPC/N/R/S/00357 | Y | 21704503 | BELLUCCI Scissors, delicate, curved to left, working length 8cm. | 15
1199 | 2026/SPC/N/R/S/00357 | Y | 21704504 | FISCH-BELLUCCI Scissors, extra fine blade , blade with 7mm , working length 8cm. | 7
1200 | 2026/SPC/N/R/S/00357 | Y | 21704505 | WULLSTEIN like Scissors,delicate,straight with cleaning connector, working length 9cm. | 12
1201 | 2026/SPC/N/R/S/00357 | Y | 21704605 | Tuning Fork, C1 - 256, with foot, Hartmann type or similar. | 30
1202 | 2026/SPC/N/R/S/00357 | Y | 21704703 | Set of Suction Tips,detachable, f.Zoellner type suct. tube,0.5mm, 0.7mm,0.9mm diameter, 40mm length | 70
1203 | 2026/SPC/N/R/S/00357 | Y | 21704801 | Syringes aural metal comp. set, 50cc (minimum), | 20
1204 | 2026/SPC/N/R/S/00357 | Y | 21705000 | Antral Trocar & cannula,, with 102mm cannula and tubing mount, Tilley Lichtwitz type, size 5Fr, with handle, 180mm | 20
1205 | 2026/SPC/N/R/S/00357 | Y | 21705001 | Antral Trocar & cannula, with 102mm cannula and tubing mount, Tilley Lichtwitz type, size 6Fr, with handle, 180mm | 25
1206 | 2026/SPC/N/R/S/00357 | Y | 21705003 | Antral Trocar & Cannula, with 102mm cannula and tubing mount, Tilley Lichtwitz type, size 8Fr, with handle, 180mm | 25
1207 | 2026/SPC/N/R/S/00357 | Y | 21705301 | Ear Tampon Forceps, Tilley type or similar, extra fine pattern, 140mm (approx.) length, stainless steel. | 50
1208 | 2026/SPC/N/R/S/00357 | Y | 21705401 | Alligator micro forceps C/up 45' 0.8x3.5mm,8cm | 75
1209 | 2026/SPC/N/R/S/00357 | Y | 21705402 | Ear Alligator micro forceps curved down 45' 0.8x3.5mm,8cm | 70
1210 | 2026/SPC/N/R/S/00357 | Y | 21705403 | Micro Forceps, straight, alligator jaws, size 0.8mm x 3.5mm, 80mm working length, stainless steel. | 90
1211 | 2026/SPC/N/R/S/00357 | Y | 21705404 | Micro Forceps, alligator jaws, straight, size 1mm x 5mm, 80mm working length, stainless steel. | 90
1212 | 2026/SPC/N/R/S/00357 | Y | 21705410 | Micro Forceps, alligator jaws, curved to left, size 1mm x 5mm, 80mm working length, stainless steel. | 40
1213 | 2026/SPC/N/R/S/00357 | Y | 21705411 | Micro Forceps, alligator jaws, curved to right, size 1mm x 5mm, 80mm working length, stainless steel. | 35
1214 | 2026/SPC/N/R/S/00357 | Y | 21705412 | Micro Laryngoscopic Alligator Forceps,Klinnsasser or similar without ratchet,serrated jaws,straight,230mm. | 25
1215 | 2026/SPC/N/R/S/00357 | Y | 21705413 | Micro Laryngoscopic Alligator/grasping Forceps,Kleinsasser or similar without ratchet,serrated jaws,curved left,230mm | 24
1216 | 2026/SPC/N/R/S/00357 | Y | 21705414 | Micro Laryngoscopic Alligator/Grasping Forceps,Kliensasser or similar without ratchet,serrated jaws,curved right,230mm | 25
1217 | 2026/SPC/N/R/S/00357 | Y | 21705503 | Aural Forceps, Hartmann type or similar, straight, 2mm cup jaws, 80mm working length, with ring handle, stainless steel. | 25
1218 | 2026/SPC/N/R/S/00357 | Y | 21705600 | Quire Ear Forceps for removel of foreign bodies, stainless steel. | 25
1219 | 2026/SPC/N/R/S/00357 | Y | 21705704 | Nasal Mcdonald dissector 19cm D/E | 15
1220 | 2026/SPC/N/R/S/00357 | Y | 21705705 | Ear Dissector Set, Fisch type/Whirly Bird type/, one with curved left end and one with curved right end, stainless stl | 19
1221 | 2026/SPC/N/R/S/00357 | Y | 21705801 | Laryngeal clip applicator Laryngoforce II or similar,jaws curved to left, length 22 cm,for use with clips LT200 | 6
1222 | 2026/SPC/N/R/S/00357 | Y | 21705802 | Laryngeal clip applicator Laryngoforce II or similar, jaws curved to right, length 22 cm,f/use w/clips LT200 | 6
1223 | 2026/SPC/N/R/S/00357 | Y | 21705900 | Micro Forceps, straight, Wullstein type or similar, cup shaped jaws, oval, size 1.7mm x 2.5mm, 80mm working length, ss. | 15
1224 | 2026/SPC/N/R/S/00357 | Y | 21705901 | Micro Forceps, straight, cup shaped jaws, oval, size 0.9mm x 1mm, 80mm working length, stainless steel. | 20
1225 | 2026/SPC/N/R/S/00357 | Y | 21705902 | Micro Forceps, straight, cup shaped jaws, round, size 1mm, 80mm working length, stainless steel. | 25
1226 | 2026/SPC/N/R/S/00357 | Y | 21705910 | Micro Laryngoscopic Alligator/grasping Forceps,Kliensasser or similar without ratchet,serrated jaws,angled upwards, 230m | 16
1227 | 2026/SPC/N/R/S/00357 | Y | 21705911 | Micro Laryngeal Grasping Forceps,Kliensasser or similar with triangular fenestrated atrau.jaws,curved up to right 230mm | 18
1228 | 2026/SPC/N/R/S/00357 | Y | 21705912 | Micro Laryngeal Grasping Forceps,Kliensasser triangular fenestrated atraumatic jaws,curved upwards left,230mm | 19
1229 | 2026/SPC/N/R/S/00357 | Y | 21706003 | Insulated Bipolar Coagulation Forceps, 6mm tip, 160mm (approx.) length, stainless steel. | 25
1230 | 2026/SPC/N/R/S/00357 | Y | 21706101 | Stapedotomy Wire Closure Forceps, McGee type or similar, oval jaw, size 0.8x3.5mm, 80mm working length, stainless steel. | 10
1231 | 2026/SPC/N/R/S/00357 | Y | 21706300 | Micro Laryngeal Forceps,Kleinsasser or similar cup shaped jaws, curved upwards,2mm dia.,230mm | 15
1232 | 2026/SPC/N/R/S/00357 | Y | 21706301 | Micro Laryngeal Forceps,Kleinsasser or similar cup shaped jaws,straight,2mm dia.,230m | 25
1233 | 2026/SPC/N/R/S/00357 | Y | 21706302 | Micro Laryngeal Forceps,Kleinsasser or similar cup shaped jaws,curved left,2mm dia.,230mm | 20
1234 | 2026/SPC/N/R/S/00357 | Y | 21706303 | Micro Laryngeal Forceps,Kleinsasser or similar,cup shaped jaws,curved right,2mm dia.,230mm | 20
1235 | 2026/SPC/N/R/S/00357 | Y | 21706304 | Laryngeal Forceps,Kleinsasser or similar cup shaped jaws, straight,4mm dia.,230mm | 15
1236 | 2026/SPC/N/R/S/00357 | Y | 21706400 | Optical forceps set | 18
1237 | 2026/SPC/N/R/S/00357 | Y | 21706502 | Laryngeal Forceps,Kleinsasser or similar cup shaped jaws,curved upward,4mm dia.,230mm (approx.)length | 13
1238 | 2026/SPC/N/R/S/00357 | Y | 21706504 | Micro Laryngeal Sickle Shaped Knife, curved, 300mm (approx.) length, stainless steel. | 20
1239 | 2026/SPC/N/R/S/00357 | Y | 21707205 | Ethmoid Punch Forceps, Tilley Henckel type or similar, angled upwards, 4.8mm jaw length, 105mm shaft length, ss | 20
1240 | 2026/SPC/N/R/S/00357 | Y | 21707311 | 0 degrees Laryngeal Telescope for Bronchoscopy, adult size, 5.5mm diameter, 50cm length, Hopkins type | 21
1241 | 2026/SPC/N/R/S/00357 | Y | 21707312 | 30 degrees Laryngeal Telescope for Bronchoscopy, adult size, 5.5mm diameter, 50cm length, Hopkins type | 17
1242 | 2026/SPC/N/R/S/00357 | Y | 21707313 | 0 degrees Laryngeal Telescope for Bronchoscopy, paediatric size, 2.9mm diameter, 36cm length, Hopkins type | 15
1243 | 2026/SPC/N/R/S/00357 | Y | 21707314 | 30 degrees Laryngeal Telescope for Bronchoscopy, paediatric size, 2.9mm diameter, 36cm length, Hopkins type | 16
1244 | 2026/SPC/N/R/S/00357 | Y | 21707315 | 0 degrees Laryngeal Telescope for Bronchoscopy, paediatric size, 2.7mm diameter, 18cm length, Hopkins type | 10
1245 | 2026/SPC/N/R/S/00357 | Y | 21707316 | Telescope Bridge, for fixed position between paediatric bronchoscope and telescope. | 15
1246 | 2026/SPC/N/R/S/00357 | Y | 21707319 | 30 degrees Nasal Telescope, paediatric size, 2.7mm diameter, 18cm length, Hopkin type, with fiber optic light trans. | 15
1247 | 2026/SPC/N/R/S/00357 | Y | 21707320 | 45 degrees Nasal Telescope, paediatric size, 2.7mm diameter, 18cm length, Hopkin type, with fiber optic light trans. | 10
1248 | 2026/SPC/N/R/S/00357 | Y | 21707321 | 70 degrees Nasal Telescope, paediatric size, 2.7mm diameter, 18cm length, Hopkin type, with fiber optic light trans. | 15
1249 | 2026/SPC/N/R/S/00357 | Y | 21707412 | Rubin Osteotome,flat straight double edged .Width 10 mm,length 16.5 cm. | 3
1250 | 2026/SPC/N/R/S/00357 | Y | 21707413 | Rubin Osteotome,flat straight double edged .Width 14 mm,length 16.5 cm. | 2
1251 | 2026/SPC/N/R/S/00357 | Y | 21707414 | Walter Osteotome, flat, double edged grinding, width 2mm, length 19cm. | 6
1252 | 2026/SPC/N/R/S/00357 | Y | 21707415 | Behrbohm-Walter double concave hollow osteotome , width 3mm, length 19cm. | 2
1253 | 2026/SPC/N/R/S/00357 | Y | 21707501 | Hypopharyngoscope, Oval, Robert - Jesberg type, for distal and proximal illumination, size 10 x 14mm, length 20cm | 10
1254 | 2026/SPC/N/R/S/00357 | Y | 21707503 | Hypopharyngoscope, Oval, Robert - Jesberg type or similar, for distal and proximal illumination, size 8 x 12mm, 20cm | 8
1255 | 2026/SPC/N/R/S/00357 | Y | 21707504 | Hypopharyngoscope,Oval, Robert - Jesberg type or similar, for distal and proximal illumination, size 12 x 16mm, 20cm | 7
1256 | 2026/SPC/N/R/S/00357 | Y | 21708601 | Insulated Suction Cannula, angular, malleable, 3mm OD, 120mm (approx.) working length. | 22
1257 | 2026/SPC/N/R/S/00357 | Y | 21709000 | Nasal Sickle Knife Nasal, sharp tip, 190mm (approx.) length, stainless steel. | 30
1258 | 2026/SPC/N/R/S/00357 | Y | 21709012 | Ear Flap Knife, round cut, size 2.4mm x 3.0mm, 160mm (approx.) length, stainless steel. | 20
1259 | 2026/SPC/N/R/S/00357 | Y | 21709022 | Micro Laryngeal Separator, straight, oval tip, 250mm (approx.) length, stainless steel. | 13
1260 | 2026/SPC/N/R/S/00357 | Y | 21709023 | Micro Laryngeal Separator, angled tip, 250mm (approx.) length, stainless steel. | 10
1261 | 2026/SPC/N/R/S/00357 | Y | 21709033 | Ear Sickle Knife, Plester type, double - edged, standard model, strongly curved, 160mm length, stainless steel | 30
1262 | 2026/SPC/N/R/S/00357 | Y | 21709040 | Knife, Plester type or similar, round, vertical, standard size 3.5mm x 2.5mm, 160mm (approx.) length, stainless steel. | 20
1263 | 2026/SPC/N/R/S/00357 | Y | 21709101 | Teeth Protector, plastic, autoclavable. | 120
1264 | 2026/SPC/N/R/S/00357 | Y | 21709601 | Micro Laryngeal Scissors Kliensasser or similar,tubular shaft,curved to right blades,200mm | 25
1265 | 2026/SPC/N/R/S/00357 | Y | 21709602 | Scissors Micro Laryngeal, tubular shaft, curved to left blades, 200mm (approx.) working length, stainless steel. | 30
1266 | 2026/SPC/N/R/S/00357 | Y | 21709603 | Scissors Micro Laryngeal, tubular shaft, straight blades, 200mm (approx.) working length, stainless steel. | 25
1267 | 2026/SPC/N/R/S/00357 | Y | 21709604 | Micro Laryngeal Scissors,tubular shaft,blades curved up, 200mm | 20
1268 | 2026/SPC/N/R/S/00357 | Y | 21710008 | Nasal Chisel-Osteotome Cottle type or similar, with marking, 2mm blade, 18cm length, stainless steel. | 3
1269 | 2026/SPC/N/R/S/00357 | Y | 21710201 | Ear Curette & Hook , Gardiner Brown type or similar, stainless steel. | 25
1270 | 2026/SPC/N/R/S/00357 | Y | 21710406 | Ear Curette,double ended,House type, small, spoon size 1 x 1.6mm and 1.3 x 2mm, 15cm length, stainless stl | 10
1271 | 2026/SPC/N/R/S/00357 | Y | 21710407 | Ear Curette, double ended, House type or similar, large, spoon size 2 x 3.2mm and 1.6 x 2.6mm, 15cm length,stainless stl | 10
1272 | 2026/SPC/N/R/S/00357 | Y | 21710601 | Curette adenoid Beckman 8mm | 17
1273 | 2026/SPC/N/R/S/00357 | Y | 21710602 | Curette Adenoid, Beckmann type or similar, 10mm dia., 220mm (approx.) length, stainless steel. | 15
1274 | 2026/SPC/N/R/S/00357 | Y | 21710603 | Curette Adenoid, Beckmann type or similar, 14mm dia., 220mm (approx.) length, stainless steel. | 18
1275 | 2026/SPC/N/R/S/00357 | Y | 21710604 | Curette Adenoid, Beckmann type or similar, 16mm dia., 220mm (approx.) length, stainless steel. | 5
1276 | 2026/SPC/N/R/S/00357 | Y | 21710605 | Curette Adenoid, Beckmann type or similar, 18mm dia., 220mm (approx.) length, stainless steel. | 7
1277 | 2026/SPC/N/R/S/00291 | N | 10000301 | Polyglycolic acid / polyglactin suture,for Ophthalmic use,8/0, 30cm, with 6mm, 3/8 circle, micro point, double arm ndl | 3000 | 79784979.8
1278 | 2026/SPC/N/R/S/00291 | Y | 10000302 | PGA 10/0 30cm w 6mm 3/8C mpt DA ndl | 1320
1279 | 2026/SPC/N/R/S/00291 | Y | 10000402 | PGA 8/0 30cm w 6mm 3/8C mpt spatulated DA ndl | 7400
1280 | 2026/SPC/N/R/S/00291 | Y | 10000403 | PGA 6/0, 45cm w 8mm 3/8C mpt spatulated DA ndl | 5400
1281 | 2026/SPC/N/R/S/00291 | Y | 10000404 | PGA 6/0, 45cm w 8mm hC mpt spatulated DA ndl | 1300
1282 | 2026/SPC/N/R/S/00291 | Y | 10000501 | Polyglycolic acid / polyglactin suture,for Ophthalmic use,6/0, 45cm, with 8mm, 1/4 circle, spatulated, double arm ndl | 2200
1283 | 2026/SPC/N/R/S/00291 | Y | 10000602 | polyglactin 910 suture, Absorbable,5/0, 45-75cm, with 16-18mm, 1/2 circle, round bodied, taper point ndl | 2640
1284 | 2026/SPC/N/R/S/00291 | Y | 10000703 | polyglactin 910 suture,4/0, 45-75cm, with 12-18mm, 1/2 circle, absorbable, round bodied, taper point ndl | 40000
1285 | 2026/SPC/N/R/S/00291 | Y | 10001301 | RA PGA 7/0 45cm w 8mm hC mpt spatulated DA ndl | 1080
1286 | 2026/SPC/N/R/S/00291 | Y | 10001401 | PGA 6/0, 45cm w 8mm hC mpt lancet rc DA ndl | 3300
1287 | 2026/SPC/N/R/S/00263 | N | 14100301 | Arterial Catheter Kit 22G/2Fr- 6cm, for pressure monitoring. | 8000 | 453672560
1288 | 2026/SPC/N/R/S/00263 | Y | 14100303 | Arterial Catheter Kit 22G/2Fr - 4cm | 1500
1289 | 2026/SPC/N/R/S/00263 | Y | 14100305 | Arterial Catheter Kit 20G/3Fr - 6cm, for pressure monitoring | 1750
1290 | 2026/SPC/N/R/S/00263 | Y | 14100308 | Arterial Catheter Kit 18G/4Fr - 16cm, for pressure monitoring | 1500
1291 | 2026/SPC/N/R/S/00263 | Y | 14100310 | Three Way Stopcock (white) for peripheral use | 200000
1292 | 2026/SPC/N/R/S/00263 | Y | 14100403 | Scalp Vein Set 25G | 300000
1293 | 2026/SPC/N/R/S/00263 | Y | 14100501 | Volume Controlled Intravenous Administration Set with 100ml to 150ml Chamber | 2500000
1294 | 2026/SPC/N/R/S/00263 | Y | 14100601 | Three Way Stopcock (Blue) for venous use, with luer lock fittings, rotatable, sterile. | 730000
1295 | 2026/SPC/N/R/S/00227 | N | 12400401 | Complete Vacuum Delivery System, Disposable, comprising; low cup profile | 8000 | 625258060
1296 | 2026/SPC/N/R/S/00227 | Y | 12400801 | Endometrial Biopsy Tube, comprising; flexible plastic tube with side opening and a inner tube, Pipelle type, Sterile | 58000
1297 | 2026/SPC/N/R/S/00227 | Y | 12401100 | Tamponade Balloon Catheter, for postpartum haemorrage management, Bakri type, Sterile. | 6000
1298 | 2026/SPC/N/R/S/00227 | Y | 12401204 | Tungstan snare electrode straight, 25mm,145mm length,sterile. | 250
1299 | 2026/SPC/N/R/S/00243 | N | 13005021 | Intra Ocular Lens,foldable type,hydrophobic, 18.5D, sterile. | 1900 | 1360578430
1300 | 2026/SPC/N/R/S/00243 | Y | 13005022 | Intra Ocular Lens,foldable type,hydrophobic,19D, sterile. | 3000
1301 | 2026/SPC/N/R/S/00243 | Y | 13005023 | Intra Ocular Lens,foldable type,hydrophobic,19.5D, sterile. | 1800
1302 | 2026/SPC/N/R/S/00243 | Y | 13005024 | Intra Ocular Lens,foldable type,hydrophobic, 20D, sterile. | 1900
1303 | 2026/SPC/N/R/S/00243 | Y | 13005025 | Intra Ocular Lens,foldable type,hydrophobic, 20.5D, sterile. | 12000
1304 | 2026/SPC/N/R/S/00243 | Y | 13005026 | Intra Ocular Lens,foldable type,hydrophobic, 21D, sterile. | 17000
1305 | 2026/SPC/N/R/S/00243 | Y | 13005027 | Intra Ocular Lens,foldable type,hydrophobic, 21.5D, sterile. | 10000
1306 | 2026/SPC/N/R/S/00243 | Y | 13005028 | Intra Ocular Lens,foldable type,hydrophobic, 22D, sterile. | 7000
1307 | 2026/SPC/N/R/S/00243 | Y | 13005030 | Intra Ocular Lens,foldable type,hydrophobic, 23D, sterile. | 8500
1308 | 2026/SPC/N/R/S/00243 | Y | 13005031 | Intra Ocular Lens,foldable type,hydrophobic, 23.5D, sterile. | 8000
1309 | 2026/SPC/N/R/S/00243 | Y | 13005032 | Intra Ocular Lens,foldable type,hydrophobic, 24D, sterile. | 4600
1310 | 2026/SPC/N/R/S/00243 | Y | 13005033 | Intra Ocular Lens,foldable type,hydrophobic, 24.5D, sterile. | 4200
1311 | 2026/SPC/N/R/S/00243 | Y | 13005034 | Intra Ocular Lens,foldable type,hydrophobic, 25D, sterile. | 4000
1312 | 2026/SPC/N/R/S/00243 | Y | 13005035 | Intra Ocular Lens,foldable type,hydrophobic, 25.5D, sterile. | 900
1313 | 2026/SPC/N/R/S/00243 | Y | 13005036 | Intra Ocular Lens,foldable type,hydrophobic, 26D, sterile. | 2000
1314 | 2026/SPC/N/R/S/00243 | Y | 13005043 | Intra Ocular Lens, foldable type, Hydrophobic Acrylic, aspheric, polished, single piece lens, Power 17.5 D | 100
1315 | 2026/SPC/N/R/S/00243 | Y | 13006015 | Paediatric Intra Ocular Lens, foldable type, Hydrophobic Acrylic, spherical, polished, single piece colourless lens, 13D | 70
1316 | 2026/SPC/N/R/S/00243 | Y | 13006016 | Paediatric Intra Ocular Lens, foldable type, Hydrophobic Acrylic, spherical, polished, single piece colourless lens, 14D | 50
1317 | 2026/SPC/N/R/S/00243 | Y | 13006017 | Paediatric Intra Ocular Lens, foldable type, Hydrophobic Acrylic, spherical, polished, single piece colourless lens, 15D | 50
1318 | 2026/SPC/N/R/S/00243 | Y | 13006018 | Paediatric Intra Ocular Lens, foldable type, Hydropho.Acrylic, spherical, polished, single piece colourless lens, 15.5mm | 25
1319 | 2026/SPC/N/R/S/00243 | Y | 13006019 | Paediatric Intra Ocular Lens, foldable type, Hydrophobic Acrylic, spherical, polished, single piece colourless lens,16D | 25
1320 | 2026/SPC/N/R/S/00243 | Y | 13006020 | Paediatric Intra Ocular Lens, foldable type, Hydropho. Acrylic, spherical, polished, single piece colourless lens,16.5D | 25
1321 | 2026/SPC/N/R/S/00243 | Y | 13006021 | Paediatric Intra Ocular Lens, foldable type, Hydrophobic Acrylic, spherical, polished, single piece colourless lens, 17D | 25
1322 | 2026/SPC/N/R/S/00243 | Y | 13006022 | Paediatric Intra Ocular Lens, foldable type, Hydrophobic Acrylic, spherical, polished,single piece colourless lens,17.5D | 25
1323 | 2026/SPC/N/R/S/00243 | Y | 13006023 | Paediatric Intra Ocular Lens, foldable type, Hydrophobic Acrylic, spherical, polished, single piece colourless lens, 18D | 20
1324 | 2026/SPC/N/R/S/00243 | Y | 13006024 | Paediatric Intra Ocular Lens, foldable type, Hydrophobic Acrylic, spherical, polished,single piece colourless lens,18.5D | 25
1325 | 2026/SPC/N/R/S/00243 | Y | 13006035 | Paediatric Intra Ocular Lens, foldable type, Hydrophobic Acrylic, spherical, polished,single piece colourless lens, 24D | 40
1326 | 2026/SPC/N/R/S/00243 | Y | 13006036 | Paediatric Intra Ocular Lens, foldable type, Hydrophobic Acrylic, spherical, polished,single piece colourless lens,24.5D | 40
1327 | 2026/SPC/N/R/S/00243 | Y | 13006037 | Paediatric Intra Ocular Lens, foldable type, Hydrophobic Acrylic, spherical,polished, single piece colourless lens,25D | 40
1328 | 2026/SPC/N/R/S/00243 | Y | 13006038 | Paediatric Intra Ocular Lens, foldable type, Hydrophobic Acrylic,spherical,polished, single piece colourless lens,25.5D | 40
1329 | 2026/SPC/N/R/S/00243 | Y | 13006039 | Paediatric Intra Ocular Lens, foldable type, Hydrophobic Acrylic, spherical, polished, single piece colourless lens, 26D | 50
1330 | 2026/SPC/N/R/S/00243 | Y | 13006040 | Paediatric Intra Ocular Lens, foldable type, Hydrophobic Acrylic, spherical,polished,single piece colourless lens, 27D | 50
1331 | 2026/SPC/N/R/S/00243 | Y | 13006041 | Paediatric Intra Ocular Lens, foldable type, Hydrophobic Acrylic, spherical, polished, single piece colourless lens, 28D | 50
1332 | 2026/SPC/N/R/S/00243 | Y | 13006042 | Paediatric Intra Ocular Lens, foldable type, Hydrophobic Acrylic, spherical, polished, single piece colourless lens, 29D | 30
1333 | 2026/SPC/N/R/S/00243 | Y | 13006043 | Paediatric Intra Ocular Lens, foldable type, Hydrophobic Acrylic, spherical, polished, single piece colourless lens, 30D | 30
1334 | 2026/SPC/N/R/S/00351 | N | 28100600 | Dental Excavator, double ended, Ash type or similar standard, size 117/118, stainless steel. | 2000 | #REF!
1335 | 2026/SPC/N/R/S/00351 | Y | 28100603 | Dental Excavator, double ended, Ash type or similar standard, size 113/115, stainless steel. | 800
1336 | 2026/SPC/N/R/S/00351 | Y | 28100604 | Dental Excavator, double ended, Ash type or similar standard, size 121/122, stainless steel. | 1000
1337 | 2026/SPC/N/R/S/00351 | Y | 28100605 | Dental Excavator, dou/End, long shank, medium scoop,S/S | 500
1338 | 2026/SPC/N/R/S/00351 | Y | 28100606 | Dental Excavator double ended stainless steel Ash.129/130 Long shank-smaal scoop | 500
1339 | 2026/SPC/N/R/S/00351 | Y | 28100607 | Dental Excavator double ended stainless steel Ash.218/219 Long shank-small scoop for endodontics | 750
1340 | 2026/SPC/N/R/S/00351 | Y | 28100608 | Dental Excavator double ended stainless steel Ash.220/221 Short shank-small scoop | 500
1341 | 2026/SPC/N/R/S/00351 | Y | 28100800 | Surgical Tweezer, self locking Ash No.202 type (or similar), stainless steel. | 750
1342 | 2026/SPC/N/R/S/00351 | Y | 28100801 | Surgical Tweezer, Ash No.8 College dressing type (or similar standard), 165mm length | 3000
1343 | 2026/SPC/N/R/S/00351 | Y | 28100900 | Pluggers amalgam D/E No. 0/1 | 150
1344 | 2026/SPC/N/R/S/00351 | Y | 28100901 | Pluggers amalgam D/E No. 1/2 | 300
1345 | 2026/SPC/N/R/S/00351 | Y | 28101005 | Cement Spatula, double ended, Ash type or similar standard, No. 8 S/S | 400
1346 | 2026/SPC/N/R/S/00351 | Y | 28101104 | Dental File, Miller No.52 type (or similar), stainless steel. | 20
1347 | 2026/SPC/N/R/S/00351 | Y | 28101200 | Amalgam Condensor, double ended, Ash type or similar standard, No. 1, small, S/S | 200
1348 | 2026/SPC/N/R/S/00351 | Y | 28101201 | Amalgam Carver, double ended, Hollenbach type (or similar standard), stainless steel. | 250
1349 | 2026/SPC/N/R/S/00351 | Y | 28101202 | Amalgam Condensor, double ended, Ash type or similar standard, No. 2, large, stainless steel. | 100
1350 | 2026/SPC/N/R/S/00351 | Y | 28101203 | Amalgam Carrier, Ash 5 x Hample type (or similar standard),S/S | 80
1351 | 2026/SPC/N/R/S/00351 | Y | 28101206 | Amalgam Carver, double ended, Ash type or similar standard, No 5T type | 50
1352 | 2026/SPC/N/R/S/00351 | Y | 28101300 | Matrix Retainer for Adult, Tofflemire type (or similar), S/S | 400
1353 | 2026/SPC/N/R/S/00351 | Y | 28101301 | Matrix Retainer for Children, Tofflemire type (or similar standard), stainless steel. | 150
1354 | 2026/SPC/N/R/S/00351 | Y | 28101400 | Mouth Mirror Top only, magnifying type, size 20mm diameter ( Ash type No.3) | 8000
1355 | 2026/SPC/N/R/S/00351 | Y | 28101401 | Mouth Mirror Handle only, for screw stem type mouth mirrors, stainless steel. | 15000
1356 | 2026/SPC/N/R/S/00351 | Y | 28101402 | Mouth Mirror Top only, plain type, size 24mm diameter, with simple screw stem | 40000
1357 | 2026/SPC/N/R/S/00351 | Y | 28101403 | Intraoral dental photography mirror set | 50
1358 | 2026/SPC/N/R/S/00351 | Y | 28101903 | Osteo-Mitchell Carver, double ended, Ash type or similar standard, No.4, stainless steel. | 20
1359 | 2026/SPC/N/R/S/00351 | Y | 28102101 | Burnisher, double ended, Ash type or similar standard, No. 14, stainless steel. | 300
1360 | 2026/SPC/N/R/S/00351 | Y | 28102102 | Burnisher, double ended, Ash type or similar standard, No. 1L, stainless steel. | 200
1361 | 2026/SPC/N/R/S/00351 | Y | 28103400 | Gum Scissors, curved, Ash type or similar standard, No.5, stainless steel. | 100
1362 | 2026/SPC/N/R/S/00351 | Y | 28103401 | Gum Scissors, curved, open shanks, Ash type or similar standard No.2, S/S | 75
1363 | 2026/SPC/N/R/S/00351 | Y | 28103403 | Gum Scissors, straight, Ash type or similar standard, No.4, S/S | 75
1364 | 2026/SPC/N/R/S/00351 | Y | 28103902 | Endo-Locking Pliers | 50
1365 | 2026/SPC/N/R/S/00351 | Y | 28104201 | Crown and bridge remover with all necessary accessories | 10
1366 | 2026/SPC/N/R/S/00351 | Y | 28104301 | Fox Occlusal plane indicator for prosthodontic use | 25
1367 | 2026/SPC/N/R/S/00351 | Y | 28104401 | MTA (Mineral trioxide aggregate) carrier for endodontic use | 50
1368 | 2026/SPC/N/R/S/00351 | Y | 28104402 | MTA (Mineral trioxide aggregate) plugger for endodontic use | 50
1369 | 2026/SPC/N/R/S/00329 | N | 20601502 | Probes silver/nickel 200mm | 100 | 17559973.43
1370 | 2026/SPC/N/R/S/00329 | Y | 20601601 | Razors hollowground | 8
1371 | 2026/SPC/N/R/S/00329 | Y | 20601802 | Scalpel Handle B.P.(Budd parker) No.3 , flat type straight,120mm-130mm length, stainless steel. | 1880
1372 | 2026/SPC/N/R/S/00329 | Y | 20601805 | Scalpel Handle Long B.P.(Budd parker), No. 4,flat, 135mm (approx.) length, stainless steel. | 930
1373 | 2026/SPC/N/R/S/00329 | Y | 20601808 | Scalpel Handle Long, B.P. (Budd parker), No. 7, flat,150- 200mm length, stainless steel. | 100
1374 | 2026/SPC/N/R/S/00329 | Y | 20602001 | Towel Clips Backhaus type, ( or similar) box joint, 125mm (approx.) length, stainless steel. | 1500
1375 | 2026/SPC/N/R/S/00329 | Y | 20602002 | Towel clip Backhaus 90mm | 1150
1376 | 2026/SPC/N/R/S/00329 | Y | 20602003 | Towel Clips Mayo type, ( or similar) box joint, 140mm (approx.) length, stainless steel. | 800
1377 | 2026/SPC/N/R/S/00329 | Y | 20602100 | Varicose Vein Stripper Set Nabatoff type, ( or similar) complete set | 130
1378 | 2026/SPC/N/R/S/00329 | Y | 20602901 | Knife Amputation Liston type, ( or similar) solid forged, 180mm blade (approx.) length, 270mm total (approx.) length,ss | 15
1379 | 2026/SPC/N/R/S/00329 | Y | 20603002 | Ligating Clips Applicator for medium size ligating clips, stainless steel. | 120
1380 | 2026/SPC/N/R/S/00329 | Y | 20603003 | Ligating Clips Applicator for medium large size ligating clips, stainless steel. | 280
1381 | 2026/SPC/N/R/S/00329 | Y | 20603004 | Ligating Clips Applicator for large size ligating clips, stainless steel. | 110
1382 | 2026/SPC/N/R/S/00329 | Y | 20603005 | Ligating Clips Applicator for extra large size ligating clips, stainless steel. | 45
1383 | 2026/SPC/N/R/S/00329 | Y | 20603006 | Ligating Clips Applicator for micro size ligating clips, stainless steel. | 50
1384 | 2026/SPC/N/R/S/00329 | Y | 20603007 | Ligating Clip Applicator for micro ligating clips-medium, stainless steel. | 45
1385 | 2026/SPC/N/R/S/00329 | Y | 20603008 | Ligating Clip Applicator for micro ligating clips-large, stainless steel. | 30
1386 | 2026/SPC/N/R/S/00329 | Y | 20607002 | Dissector McDonald type, ( or similar) double ended, both ends blunt, 190mm (approx.) length, stainless steel. | 122
1387 | 2026/SPC/N/R/S/00284 | N | 10800107 | Micro Ligating Clips , Titanium, large | 6400 | 17377941.2
1388 | 2026/SPC/N/R/S/00284 | Y | 10801300 | Surgical stainless steel wire,size 1, 45cm length with 24-26mm half circle conventional cutting needle | 300
1389 | 2026/SPC/N/R/S/00284 | Y | 10801600 | Stainless steel wire monofilament sternum ,size 4, 45cm length with 40-45mm half circle conventional cutting | 9
1390 | 2026/SPC/N/R/S/00284 | Y | 10801601 | Stainless steel wire monofilament sternum 4, 45cm length with 1/2c 40-45mm reverse cut heavy rotating needle | 30
1391 | 2026/SPC/N/R/S/00284 | Y | 10801800 | Stainless steel wire monofilament sternum ,size 6 45cm length with 44-48mm half circle conventional cutting needle | 1500
1392 | 2026/SPC/N/R/S/00284 | Y | 10801802 | Stainless steel wire monofilament sternum ,size 6 45cm length with 44-48mm1/2c circle round bodied blunt needle | 1200
1393 | 2026/SPC/N/R/S/00284 | Y | 10801900 | Temporary Cardiac Pacing Wire S.S. 0.3mm 60cm one end 16-18mm hc tcut,other end 60-65mm st.cut.needles | 5400
1394 | 2026/SPC/N/R/S/00284 | Y | 10801901 | Temporary Cardiac Pacing Wire S.S. 0.3mm 60cm one end 24-28mm hc tcut,other end 60-65mm st.cut.needles | 1600
1395 | 2026/SPC/N/R/S/00319 | N | 20500102 | Malleable Retractor s/s 13mm wide,300mm length | 35 | 9325813.55
1396 | 2026/SPC/N/R/S/00319 | Y | 20500201 | Retractor Morris, double ended with blades size (approx.) 44mm x 50mm and 50mm x 50mm, 215mm (approx.) length, stainless | 70
1397 | 2026/SPC/N/R/S/00319 | Y | 20500202 | Retractor Morris, blade size (approx.) 70mm x 40mm, 245mm (approx.) length, stainless steel. | 80
1398 | 2026/SPC/N/R/S/00319 | Y | 20500203 | Retractor Morris, blade size (approx.) 70mm x 65mm, 245mm (approx.) length, stainless steel. | 90
1399 | 2026/SPC/N/R/S/00319 | Y | 20500301 | Retractor Canny Ryall type (Army - Navy), fenestrated blade, 20mm blade, 190mm (approx.) length, stainless steel. | 40
1400 | 2026/SPC/N/R/S/00319 | Y | 20500401 | Retractor Czerney double ended, size (approx.) 38 x 22mm blades, 175mm (approx.) length, stainless steel. | 380
1401 | 2026/SPC/N/R/S/00319 | Y | 20500501 | Retractor Doyen 90mm | 60
1402 | 2026/SPC/N/R/S/00319 | Y | 20500502 | Retractor Doyen type, blade size (approx.) 60mm depth x 45mm width, total(approx.)len.240mm,stainless st. | 60
1403 | 2026/SPC/N/R/S/00319 | Y | 20500601 | Retractor Durham 16mm blade 215mm | 40
1404 | 2026/SPC/N/R/S/00319 | Y | 20500801 | Retractor, Anterior Pillar & Tonsil Enucleator, double ended, curved blades, 210mm (approx.) length, stainless steel. | 30
1405 | 2026/SPC/N/R/S/00319 | Y | 20500802 | Retractor Self Retaining Mollison type, curved, 4 / 4 teeth, 155mm (approx.) length, stainless steel. | 60
1406 | 2026/SPC/N/R/S/00319 | Y | 20500803 | Retractor self retaining, Mollison type, ( or similar) curved, child size, 2 / 2 teeth, 135mm length, stainle steel | 45
1407 | 2026/SPC/N/R/S/00319 | Y | 20500901 | Retractor Rib Ronald Edward type,Self Ret,curved arms,fenestrated blades, 150mm opening,blade 25mm x 30mm, Stainless st. | 35
1408 | 2026/SPC/N/R/S/00319 | Y | 20500903 | Retractor, Baby - Senn - Miller type or similar, double ended, sharp 3 prong end 8mm x 7mm and 18mm x 5.5mm | 15
1409 | 2026/SPC/N/R/S/00319 | Y | 20500904 | Retractor Rib Ronald Edward type, ( or similar) Self Retaining, curved arms, fenestrated blades, 240-300mm (approx.) | 30
1410 | 2026/SPC/N/R/S/00320 | N | 20501002 | Retractor Abdominal Balfour,S/R,tri-valve,adult size,235mm(approx),60mm lat.blade,62x76mm central blade.ss | 20 | 8317023.6
1411 | 2026/SPC/N/R/S/00320 | Y | 20501101 | Retractor Abdominal Pozzi type,Self Retaining, swivel blades,(approx.) 40mmx60mm blades, 100mm (approx.) opening, 200mm | 30
1412 | 2026/SPC/N/R/S/00320 | Y | 20501102 | Retractor Abdominal, Self Retaining, Gosset type or similar, 110mm (approx.) opening, 125mm (approx.) arms, blade 38mm | 20
1413 | 2026/SPC/N/R/S/00320 | Y | 20501200 | Retractor Eye Lid, with screw | 50
1414 | 2026/SPC/N/R/S/00320 | Y | 20501301 | Retractor Single Hook, blunt, 150-180mm length, stainless steel. | 70
1415 | 2026/SPC/N/R/S/00320 | Y | 20501302 | Retractor Single Hook,sharp, 150-180mm length, stainless steel | 180
1416 | 2026/SPC/N/R/S/00320 | Y | 20501305 | Retractor Double Hook, blunt/blunt, 160mm (approx.) length, stainless steel. | 100
1417 | 2026/SPC/N/R/S/00320 | Y | 20501306 | Retractor Single Hook, fine, semi - blunt, 150mm (approx.) length, stainless steel. | 95
1418 | 2026/SPC/N/R/S/00320 | Y | 20501307 | Retractor Fine (Hooklet), Gillies, small, delicate, 180mm (approx.) length, stainless steel. | 38
1419 | 2026/SPC/N/R/S/00320 | Y | 20501403 | Retractor Kelly, blade size (approx.) 150mm depth, 35mm -40mm width, total length 250-280 mm, stainless steel | 70
1420 | 2026/SPC/N/R/S/00320 | Y | 20501404 | Retractor Kelly, blade size (approx.) 155mm depth, 55mm - 60mm width, total (approx.) length 260 mm, stainless steel. | 54
1421 | 2026/SPC/N/R/S/00320 | Y | 20501503 | Retractor, Eye Lid, wire, double ended, Lang type or similar. | 10
1422 | 2026/SPC/N/R/S/00320 | Y | 20501602 | Retractor self retaining, Wullstein type or similar, 3/3 blunt prongs, 130mm (approx.) length, stainless steel. | 30
1423 | 2026/SPC/N/R/S/00320 | Y | 20502001 | Retractor (Spatula) Lung, Allison type or similar, adult size, 54mm wide blade, 320mm (approx.) length, stainless steel. | 20
1424 | 2026/SPC/N/R/S/00320 | Y | 20502002 | Retractor (Spatula) Lung, Allison type or similar, child size, 40mm wide blade, 260mm (approx.) length, stainless steel. | 10
1425 | 2026/SPC/N/R/S/00320 | Y | 20502100 | Retractor Lacrymal Sac, Knapp type or similar, four prongs, blunt, 8 mm wide, stainless steel. | 8
1426 | 2026/SPC/N/R/S/00320 | Y | 20502502 | Retractor Kocher Langenbeck type, (or similar) blade size (approx.) 25 x 06mm, 215mm (approx.) length, stainless steel | 60
1427 | 2026/SPC/N/R/S/00320 | Y | 20502504 | Retractor Langenbeck Mannerfelt type, ( or similar) blade size (approx.) 25 x 06mm, 152mm (approx.) length SS | 60
1428 | 2026/SPC/N/R/S/00320 | Y | 20502505 | Retractor Langenbeck Mannerfelt type,(or similar) blade size (approx.) 20 x 06mm, 152mm (approx.) length, stainless st. | 65
1429 | 2026/SPC/N/R/S/00320 | Y | 20502506 | Retractor Mini Langenbeck type, ( or similar) blade size (approx.) 10 x 06mm, 160mm (approx.) length, stainless steel. | 130
1430 | 2026/SPC/N/R/S/00320 | Y | 20502510 | Retractor, Langenbeck, blade size (approx.) 55 x 20mm, 225mm (approx.) length, stainless steel. | 75
1431 | 2026/SPC/N/R/S/00322 | N | 20502521 | Retractor Kocher Langenbeck type,(or similar) blade 35 x 15mm, 215mm (approx)length,stainless steel. | 20 | 5693808.42
1432 | 2026/SPC/N/R/S/00322 | Y | 20502522 | Retractor Kocher Langenbeck type, ( or similar) blade size (approx.) 35 x 08mm, 215mm (approx.) length, stainless steel | 40
1433 | 2026/SPC/N/R/S/00322 | Y | 20502523 | Retractor Kocher Langenbeck type, (or similar) blade size (approx.) 35 x 11mm, 215mm (approx.) length, stainless steel. | 20
1434 | 2026/SPC/N/R/S/00322 | Y | 20502525 | Retractor Langenbeck-Mannerfelt type (or similar) blade size(approx.) 15 x 06mm, 152mm (approx.)length,ss | 40
1435 | 2026/SPC/N/R/S/00322 | Y | 20502526 | Retractor Langenbeck-Mannerfelt type (or similar) blade size(approx.) 30x08mm,152mm (approx.)length,stainless steel | 35
1436 | 2026/SPC/N/R/S/00322 | Y | 20502535 | Retractor, Langenbeck - Green type or similar, blade size 25mm x 8mm, 170mm | 30
1437 | 2026/SPC/N/R/S/00322 | Y | 20502701 | Retractor Self Retaining, Plester type or similar, 2/2 blunt prongs, 130mm (approx.) length, stainless steel. | 8
1438 | 2026/SPC/N/R/S/00322 | Y | 20502805 | Retractor Self Retaining, Anderson - Adson type, ( or similar) 4 / 4 teeth, 190mm (approx.) length, stainless steel. | 15
1439 | 2026/SPC/N/R/S/00322 | Y | 20502901 | Retractor Bladder Legueu type, ( or similar) 260mm (approx.) length.stainless steel | 5
1440 | 2026/SPC/N/R/S/00322 | Y | 20503901 | Retractor Rib, Finochietto type, child, with 140mm arm length, 170mm spread, blade size 36x45mm, total length 200mm | 10
1441 | 2026/SPC/N/R/S/00322 | Y | 20503902 | Retractor Rib, Finochietto type, adult, with 200mm arm length, 210mm spread, blade size 44x65mm, total length 260mm | 15
1442 | 2026/SPC/N/R/S/00322 | Y | 20503907 | Retractor Rib, Finochietto type, infant, with 140mm arm length, 120mm spread, blade size 28 x 32mm, total length 180mm | 8
1443 | 2026/SPC/N/R/S/00322 | Y | 20504000 | Retractor Eye Lid, for infant, Desmarres type or similar, 7.5 mm (size 0) | 25
1444 | 2026/SPC/N/R/S/00322 | Y | 20504001 | Retractor Eye Lid small, Desmarres type or similar, 13.5 mm (size 2) | 18
1445 | 2026/SPC/N/R/S/00322 | Y | 20504002 | Retractor Eye Lid large, Desmarres type or similar, 17 mm (size 4) | 13
1446 | 2026/SPC/N/R/S/00322 | Y | 20504003 | Retractor Eye Lid medium, Desmarres type or similar, 15mm (size 3), stainless steel. | 15
1447 | 2026/SPC/N/R/S/00322 | Y | 20504005 | Retractor Eye Lid, for child, Desmarres type or similar, 12mm (size 1), stainless steel. | 14
1448 | 2026/SPC/N/R/S/00322 | Y | 20504300 | Retractor Iris, stainless steel. | 60
1449 | 2026/SPC/N/R/S/00322 | Y | 20504302 | Retractor Iris, flexible, stainless steel. | 20
1450 | 2026/SPC/N/R/S/00322 | Y | 20506301 | Retractor Abdominal Collin type,Self Retaining,tri valve,135mm opening,62mm x 38mm lat.blade,55x55mm central blade | 10
1451 | 2026/SPC/N/R/S/00322 | Y | 20506401 | Retractor Abdominal Kirshner type,Self Retaining, frame size (approx.) 275mm x 355mm with 4 blades.ss | 4
1452 | 2026/SPC/N/R/S/00322 | Y | 20506501 | Retractor Self Retaining,J ansen type,(or similar) 3/3 teeth, 100mm(approx.)length, stainless steel. | 20
1453 | 2026/SPC/N/R/S/00322 | Y | 20506601 | Retractor Deaver type (or similar), 25mm (approx.), curve,315mm (approx.) length, stainless steel. | 25
1454 | 2026/SPC/N/R/S/00293 | N | 10000907 | polyglactin 910 suture,2/0, 75cm, with 45-55mm, 1/2 circle, round bodied, taper point ndl | 18900 | 42867238.8
1455 | 2026/SPC/N/R/S/00293 | Y | 10001002 | polyglactin 910 suture,0, 75cm, with 30-35mm, 1/2 circle, round bodied, taper point ndl | 18900
1456 | 2026/SPC/N/R/S/00293 | Y | 10001003 | polyglactin 910 suture,0, 75cm, with 38-42mm, 1/2 circle, round bodied, taper point ndl | 13540
1457 | 2026/SPC/N/R/S/00293 | Y | 10001104 | polyglactin 910 suture,1, 75cm, with 40-50mm, 1/2 circle, round bodied, taper point ndl | 55900
1458 | 2026/SPC/N/R/S/00293 | Y | 10001113 | polyglactin 910 suture 1 75cm with 36-40mm 3/8 circle round bodied taper point eyeless needle | 48900
1459 | 2026/SPC/N/R/S/00293 | Y | 10001114 | polyglactin 910 suture 1 ,75cm with 30-35mm half circle round bodied taper point eyeless needle | 44200
1460 | 2026/SPC/N/R/S/00293 | Y | 10001206 | polyglactin 910 suture,2, 75cm, with 45-50mm,heavy, 1/2 circle, round bodied, taper point ndl | 15600
1461 | 2026/SPC/N/R/S/00298 | N | 10300301 | Polypropylene size 8/0 30-45cm length with 13mm half circle round bodied eyeless needle. | 600 | 66550557
1462 | 2026/SPC/N/R/S/00298 | Y | 10300401 | Polypropylene Suture, size 7/0, 30-45cm length, with 10mm half circle round bodied eyeless needle. | 6200
1463 | 2026/SPC/N/R/S/00298 | Y | 10300516 | Non absorbable Synthetic Monofilament Surgical Suture for Ophthalmic use of Polypropylene BP/USP | 3800
1464 | 2026/SPC/N/R/S/00298 | Y | 10300601 | Polypropylene Suture, size 5/0, blue, 60-90cm length, with 13mm half circle round bodied taper point eyeless needle. | 12800
1465 | 2026/SPC/N/R/S/00298 | Y | 10300700 | Polypropylene suture,Monofilament,4/0,45-70cm,blue,with 20-22mm, 1/2 circle, reverse cutting ndl | 58500
1466 | 2026/SPC/N/R/S/00298 | Y | 10300901 | Polypropylene Suture, size 2/0, blue, 75-90cm length, with 30mm half circle round bodied tapered eyeless needle. | 88000
1467 | 2026/SPC/N/R/S/00298 | Y | 10300902 | Polypropylene Suture, size 2/0, 90cm length, with 60mm straight cutting eyeless needle. | 56300
1468 | 2026/SPC/N/R/S/00298 | Y | 10300906 | Polyrpoylene 2/0 w 30mm3/8c rev cut ndl | 239400
1469 | 2026/SPC/N/R/S/00296 | N | 10300302 | Polypropylene Suture size 8/0 blue 60-75cm length with8mm 3/8 Circle R. bodied taper point(double arm) eyeless ndl. | 6600 | 293137615
1470 | 2026/SPC/N/R/S/00296 | Y | 10300403 | Polypropylene Suture size 7/0 blue 60-75cm length with 8mm 3/8 Circle R. bodied taper point(double arm) eyeless ndl. | 27500
1471 | 2026/SPC/N/R/S/00296 | Y | 10300404 | Polypropylene Suture size 7/0 blue 60-75cm length with 8-9.5mm 1/2 Circle cardiac cutting(double arm) eyeless ndl. | 1600
1472 | 2026/SPC/N/R/S/00296 | Y | 10300411 | Non absorb. Synthetic Monofilament ,Polypropylsize 7/0, blue, 60cm - 75cm length, 2 x 9.3mm 3/8 circle,r/b, e/p | 2500
1473 | 2026/SPC/N/R/S/00296 | Y | 10300501 | Polypropylene Suture size 6/0 blue 60-90cm length with12-14mm 3/8 Circle R. bodied taper point(double arm) eyeless ndl. | 13000
1474 | 2026/SPC/N/R/S/00296 | Y | 10300502 | Polypropylene suture, Monofilament, 6/0,60-90cm, blue, with 12-14mm, 1/2 circle, rb, taper point, double arm ndl | 20300
1475 | 2026/SPC/N/R/S/00296 | Y | 10300505 | Polypropylene Suture size 6/0 blue 60-75cm length with 8mm 3/8 Circle taper point(double arm) eyeless ndl. | 5600
1476 | 2026/SPC/N/R/S/00296 | Y | 10300508 | Polypropylene Suture size 6/0 blue 60-75cm with10mm 3/8 Circle R. bodied taper point(double arm) eyeless ndl. | 12700
1477 | 2026/SPC/N/R/S/00296 | Y | 10300512 | Polypropylene Suture size 6/0 blue 90cm length with12-14mm 1/2 Circle R. bodied taper point(double arm)eyeless ndl. | 6300
1478 | 2026/SPC/N/R/S/00296 | Y | 10300515 | Polypropylene suture,Monofilament, 6/0, 60-90cm, blue,with 16-18mm, 1/2 circle, round bodied, double arm ndl | 4400
1479 | 2026/SPC/N/R/S/00296 | Y | 10300613 | Polypropylene Suture size 5/0 blue 60-75cm length with12-14mm 1/2 Circle R. b, t.point(double arm) eyeless ndl. | 16600
1480 | 2026/SPC/N/R/S/00296 | Y | 10300615 | Polypropylene suture,Monofilament, 5/0, 90cm, blue,with 16-18mm, 1/2 circle, rb, tp, double arm ndl | 7000
1481 | 2026/SPC/N/R/S/00296 | Y | 10300635 | Polypropylene Suture size 5/0 blue 60-75cm length with10mm 1/2 Circle R. b, tp(double arm) eyeless ndl. | 7700
1482 | 2026/SPC/N/R/S/00296 | Y | 10300638 | Polypropylene Suture size 5/0 blue 60-75cm length with12-14mm 3/8 Circle R.b tp(double arm) eyeless ndl. | 10200
1483 | 2026/SPC/N/R/S/00296 | Y | 10300639 | Polypropylene Suture size 5/0 blue 60-75cm length with16-18mm 3/8 Circle R.b, tp (double arm) eyeless ndl. | 9400
1484 | 2026/SPC/N/R/S/00296 | Y | 10300705 | Polypropylene Suture size 4/0 blue 60-75cm length with16-18mm 3/8 Circle r/cutting eyeless ndl. | 62600
1485 | 2026/SPC/N/R/S/00296 | Y | 10300718 | Polyprop. non absorb.size 4/0, blue, 60cm - 75cm length, each end attached to a 2 x 16mm - 18mm 3/8 circle cutting | 53250
1486 | 2026/SPC/N/R/S/00296 | Y | 10300804 | Polypropylene Suture size 3/0 blue 90cm length with 24-26mm 1/2 Circle R. bodied taper point(double arm) eyeless ndl. | 24000
1487 | 2026/SPC/N/R/S/00296 | Y | 10300815 | Polypropylene suture,Monofilament,3/0,75-90cm,blue,with 22-25mm, 1/2 circle, round bodied, taper point ndl | 41400
1488 | 2026/SPC/N/R/S/00296 | Y | 10300913 | Polypropylene suture,Monofilament,2/0,60-90cm,blue,with 24-26mm, 1/2 circle, round bodied, taper point ndl | 64500
1489 | 2026/SPC/N/R/S/00296 | Y | 10300920 | Polyprop. mono.suture size 2/0, blue, 90cm (approx.) length, attached to a 35mm - 40mm half circle,1/2c,r/b, t/p | 15300
1490 | 2026/SPC/N/R/S/00292 | N | 10000903 | polyglactin 910 suture 2/0 75cm with 24-26mm half circle round bodied taper point eyeless needle | 88100 | 20585415
1491 | 2026/SPC/N/R/S/00292 | Y | 10001205 | polyglactin 910 suture,2, 90cm, with 45-50mm, 1/2 circle, round bodied, taper point ndl | 48100
1492 | 2026/SPC/N/R/S/00324 | N | 20506602 | Retractor Deaver, 38mm (approx.) curve, 310mm (approx.) length, stainless steel. | 28 | 3593542.09
1493 | 2026/SPC/N/R/S/00324 | Y | 20506701 | Retractor St Marks type,(or similar) blade size (approx.)124mm x 60mm, 290mm (approx.) length, stainless steel. | 10
1494 | 2026/SPC/N/R/S/00324 | Y | 20506802 | Retractor St Marks type (or similar) blade size (approx) 175mm x 60mm, 330mm (approx.) length, stainless steel. | 10
1495 | 2026/SPC/N/R/S/00324 | Y | 20506904 | Retractor, Ragnell type or similar, double ended, lower flat end 16mm x 3mm and 6mm x 3mm other flat end, 150mm | 18
1496 | 2026/SPC/N/R/S/00324 | Y | 20507401 | Retractor Rib Hertzler type,(or similar) Self Retaining,105mm opening,120mm arms,blade size 20x 25mm,150mm length,ss | 4
1497 | 2026/SPC/N/R/S/00324 | Y | 20507501 | Retractor Self Retaining Bladder, Millin, (approx.) 57mm x 25mm lateral blade and 105mm x 45mm centre blade, st.st | 10
1498 | 2026/SPC/N/R/S/00324 | Y | 20508101 | Retractor Thoracic Finochieto,(or similar) 100mm (approx.) opening, 70mm(approx.) arms,blade size12 x 15mm. aluminium | 15
1499 | 2026/SPC/N/R/S/00324 | Y | 20511001 | Retractor, Meyerding type or similar, with thumb ring handle, blade size 18mm x 7mm, 175mm | 4
1500 | 2026/SPC/N/R/S/00324 | Y | 20511002 | Retractor, Little type or similar, curved end, blade size 13mm x 15mm, 200mm (approx.) length, stainless steel. | 2
1501 | 2026/SPC/N/R/S/00324 | Y | 20520103 | Retractor, US Army type ,39mm x 15mm/43mm x 15mm, 26mm x 15mm/22mm x 15mm, 220mm length, | 20
1502 | 2026/SPC/N/R/S/00324 | Y | 20520301 | Retractor, Baby - Senn - Miller, double ended, sharp 3 prong end 8mm x 7mm and 22mm x 7mm flat end, 160mm (approx.) leng | 2
1503 | 2026/SPC/N/R/S/00324 | Y | 20520303 | Retractor, Baby - Senn - Miller, double ended, blunt 3 prong end 8mm x 7mm and 22mm x 7mm flat end, 160mm (approx.) leng | 12
1504 | 2026/SPC/N/R/S/00324 | Y | 20520401 | Retractor Laminectomy, self retaining, Harvey Jackson type or similar, 3 x 3 sharp prongs, 280mm (approx.) length | 30
1505 | 2026/SPC/N/R/S/00076 | N | 20300101 | Scissors Micro, Corneal Castroviejo, straight, pointed tips, 11mm blades, stainless steel. | 180 | 26130634
1506 | 2026/SPC/N/R/S/00076 | Y | 20300102 | Scissors Micro, Corneal Castroviejo, curved, pointed tips, 11mm blades, stainless steel. | 250
1507 | 2026/SPC/N/R/S/00076 | Y | 20300103 | Scissors Micro, Corneal Castroviejo, curved left, pointed tips, 11mm blades, stainless steel. | 80
1508 | 2026/SPC/N/R/S/00076 | Y | 20300104 | Scissors Micro, Corneal Castroviejo, curved right, pointed tips, 11mm blades, stainless steel. | 50
1509 | 2026/SPC/N/R/S/00076 | Y | 20300105 | Scissors Micro, Corneal Castroviejo, curved, blunt tips, 11mm blades, stainless steel. | 170
1510 | 2026/SPC/N/R/S/00076 | Y | 20300106 | Scissors Micro, Corneal Castroviejo, fully curved, blunt tips, 12mm blades, stainless steel. | 110
1511 | 2026/SPC/N/R/S/00076 | Y | 20300107 | Long arm micro scissor Yasergil,straight,8 3/4" (22cm) length, flat bayonet handle.(f/ophthalmic) | 30
1512 | 2026/SPC/N/R/S/00076 | Y | 20300150 | Scissors Corneal Universal Castroviejo, right, 6/7mm cutting edge, 11cm (approx.) overall length, stainless steel. | 50
1513 | 2026/SPC/N/R/S/00076 | Y | 20300151 | Scissors Corneal Universal Castroviejo, left, 6/7mm cutting edge, 11cm (approx.) overall length, stainless steel. | 35
1514 | 2026/SPC/N/R/S/00076 | Y | 20300401 | Scissors, Knapp type or similar, curved blades, 10mm blade length, 105mm (approx.) overall length, stainless steel. | 50
1515 | 2026/SPC/N/R/S/00076 | Y | 20300402 | Scissors, Knapp type or similar, straight blades, 10mm blade length, 105mm overall length, stainless steel | 70
1516 | 2026/SPC/N/R/S/00076 | Y | 20300501 | Scissors McIndoe type, curved on flat, with rounded tapering blades, 180mm (approx.) length, stainless steel. | 580
1517 | 2026/SPC/N/R/S/00076 | Y | 20300502 | Scissors McIndoe,light, straight, with rounded tapering blades, 180mm (approx.) length, stainless steel. | 330
1518 | 2026/SPC/N/R/S/00076 | Y | 20300602 | Scissors Capsulotomy Gills - Vannas, 11mm blades, 10.5cm (approx.) overall length, stainless steel. | 115
1519 | 2026/SPC/N/R/S/00076 | Y | 20300603 | Scissors Capsulotomy Gills - Vannas, 8mm blades, 10.5cm (approx.) overall length, stainless steel. | 120
1520 | 2026/SPC/N/R/S/00076 | Y | 20300604 | Scissors Capsulotomy Gills, angled, 11mm blades, 10.5cm (approx.) overall length, stainless steel. | 70
1521 | 2026/SPC/N/R/S/00074 | N | 20202622 | Dissecting and Tissue Forceps, De Bakey type or similar, 1.5mm jaws, 180mm (approx.) length, stainless steel. | 50 | 3873521.21
1522 | 2026/SPC/N/R/S/00074 | Y | 20202625 | Dissecting and Tissue Forceps, De Bakey type or similar, 1.0mm jaws, 200mm (approx.) length, stainless steel. | 42
1523 | 2026/SPC/N/R/S/00074 | Y | 20203201 | Tissue Forceps, Russ Modell type (or similar), fluted grip handle, 200mm (approx.) length, stainless steel. | 15
1524 | 2026/SPC/N/R/S/00074 | Y | 20203601 | Dissecting and Ligature Forceps, O'Shaunessy type or similar, angled, 150mm (approx.) length, stainless steel. | 20
1525 | 2026/SPC/N/R/S/00074 | Y | 20203602 | Dissecting and Ligature Forceps, O'Shaunessy type or similar, angled, 200mm (approx.) length, stainless steel. | 10
1526 | 2026/SPC/N/R/S/00074 | Y | 20203603 | Dissecting and Ligature Forceps, O'Shaunessy type or similar, angled, 250mm (approx.) length, stainless steel. | 10
1527 | 2026/SPC/N/R/S/00074 | Y | 20205400 | Dissecting and Ligature Forceps, Semb type or similar, angled, 250mm (approx.) length, stainless steel. | 10
1528 | 2026/SPC/N/R/S/00074 | Y | 20206602 | Forcep fine,Adson serrated jaws,120mm | 80
1529 | 2026/SPC/N/R/S/00074 | Y | 20206603 | Tissue Forceps, De Bakey, 1mm-2mm jaws, 180mm (approx.) length, stainless steel. | 50
1530 | 2026/SPC/N/R/S/00074 | Y | 20206604 | Tissue Forceps, De Bakey, 1mm-2mm jaws, 150mm (approx.) length, stainless steel. | 75
1531 | 2026/SPC/N/R/S/00074 | Y | 20206609 | Forceps, fine,Adson, 1 x 2 toothed jaws, 150mm (approx.) length, stainless steel. | 120
1532 | 2026/SPC/N/R/S/00074 | Y | 20206610 | Forceps, fine, Adson, without toothed jaws, 120mm (approx.) length, stainless steel. | 80
1533 | 2026/SPC/N/R/S/00074 | Y | 20206611 | Forceps, fine, Adson, without toothed jaws, 150mm | 80
1534 | 2026/SPC/N/R/S/00071 | N | 20200806 | Tissue Forceps, Allis type, atraumatic jaws, box joint, 200mm (approx.) length, stainless steel. | 250 | 39014640.05
1535 | 2026/SPC/N/R/S/00071 | Y | 20200807 | Tissue Forceps Littlewood type (Moyinihan type), jaws with 2 x 3 teeth, box joint, 190mm (approx.) length, stainless st. | 2000
1536 | 2026/SPC/N/R/S/00071 | Y | 20201410 | Forceps, fine,Micro- Adson, 1 x 2 toothed jaws, 150mm (approx.) length, stainless steel. | 60
1537 | 2026/SPC/N/R/S/00071 | Y | 20201430 | Dissecting Forceps, Baby - Adson type or similar, right angled, 180mm (approx.) length, stainless steel. | 60
1538 | 2026/SPC/N/R/S/00071 | Y | 20201431 | Dissecting Forceps, Baby - Adson type or similar, right angled, 140mm (approx.) length, stainless steel. | 50
1539 | 2026/SPC/N/R/S/00071 | Y | 20201707 | Dissecting Forceps Standard type, angled/curved points, serrated jaws, 125mm (approx.) length, stainless steel. | 60
1540 | 2026/SPC/N/R/S/00071 | Y | 20202402 | Tissue Grasping Forceps, Duval type or similar, small blade, 200mm (approx.) length, stainless steel. | 20
1541 | 2026/SPC/N/R/S/00071 | Y | 20202404 | Tissue Grasping Forceps, Dual type or similar, large blade, 230mm (approx.) length, stainless steel. | 30
1542 | 2026/SPC/N/R/S/00071 | Y | 20202600 | Dissecting and Tissue Forceps, De Bakey type or similar, 1.5mm jaws, 120mm (approx.) length, stainless steel. | 175
1543 | 2026/SPC/N/R/S/00071 | Y | 20202601 | Dissecting and Tissue Forceps, De Bakey type or similar, 2.8mm jaw, 200mm (approx.) length, stainless steel. | 100
1544 | 2026/SPC/N/R/S/00071 | Y | 20202602 | Dissecting and Tissue Forceps, De Bakey type or similar, 2.0mm jaws, 200mm (approx.) length, stainless steel. | 130
1545 | 2026/SPC/N/R/S/00071 | Y | 20202603 | Dissecting and Tissue Forceps, De Bakey type or similar, 2.0mm jaws, 150mm (approx.) length | 225
1546 | 2026/SPC/N/R/S/00071 | Y | 20202604 | Dissecting and Tissue Forceps, De Bakey type or similar, 2.8mm jaw, 150mm (approx.) length, stainless steel. | 100
1547 | 2026/SPC/N/R/S/00071 | Y | 20202610 | Dissecting and Tissue Forceps, De Bakey type or similar, 1.5mm jaws, 150mm (approx.) length, stainless steel. | 120
1548 | 2026/SPC/N/R/S/00071 | Y | 20202611 | Dissecting and Tissue Forceps, De Bakey type or similar, 2.0mm jaws, atraumatic, 155mm (approx.) length, titanium. | 60
1549 | 2026/SPC/N/R/S/00071 | Y | 20202612 | Dissecting and Tissue Forceps, De Bakey type or similar, 1.5mm jaws, atraumatic, 200mm (approx.) length, titanium. | 80
1550 | 2026/SPC/N/R/S/00071 | Y | 20202613 | Dissecting and Tissue Forceps, De Bakey type or similar, 1.5mm jaws, atraumatic, 155mm (approx.) length, titanium. | 65
1551 | 2026/SPC/N/R/S/00071 | Y | 20202614 | Dissecting and Tissue Forceps, De Bakey type or similar, 1.0mm jaws, 150mm (approx.) length, stainless steel. | 80
1552 | 2026/SPC/N/R/S/00071 | Y | 20202615 | Dissecting and Tissue Forceps, De Bakey type or similar, 2.0mm jaws, atraumatic, 200mm (approx.) length, titanium. | 60
1553 | 2026/SPC/N/R/S/00071 | Y | 20202616 | Dissecting and Tissue Forceps, De Bakey type or similar, 1.5mm jaws, 200mm (approx.) length, stainless steel. | 20
1554 | 2026/SPC/N/R/S/00054 | N | 14500407 | Elasticated Crape Bandage, width of 4 inch | 68000 | 114787600
1555 | 2026/SPC/N/R/S/00054 | Y | 14500408 | Elasticated Crape Bandage, width of 6 inch | 58000
1556 | 2026/SPC/N/R/S/00054 | Y | 14501001 | Plaster extension 7.5cm x 4.5m Roll | 120000
1557 | 2026/SPC/N/R/S/00053 | N | 14501201 | Paraffin Gauze 10cm x 10cm | 140000 | 123871700
1558 | 2026/SPC/N/R/S/00053 | Y | 14501801 | Dressing Semipermiable Water Proof, Film Dressing, (5cm-6cm)x7cm | 60000
1559 | 2026/SPC/N/R/S/00053 | Y | 14501802 | Dressing Semipermiable Water Proof, Film Dressing, 10cmx12cm | 100000
1560 | 2026/SPC/N/R/S/00053 | Y | 14560002 | Ophthalmic Surgical Drape (10cm-12cm) x (12cm-15cm), Sterile | 35000
1561 | 2026/SPC/N/R/S/00053 | Y | 14560003 | Ophthalmic Surgical Drape with pouch size 50cm x 40cm, Sterile | 170000
1562 | 2026/SPC/N/R/S/00053 | Y | 14560004 | Ophthalmic Surgical Drape with pouch size (40cm -50cm) x 60cm, sterile | 160000
1563 | 2026/SPC/N/R/S/00052 | N | 14541003 | Soft Cloth Liner Tape 10cm x 10m | 500000 | 1819995000
1564 | 2026/SPC/N/R/S/00051 | N | 14541002 | Soft Cloth Liner Tape 5cm x (3-5)m | 900000 | 373311000
1565 | 2026/SPC/N/R/S/00050 | N | 14541001 | Soft Cloth Liner Tape 2.5cm x (3-5)m | 550000 | 166617000
1566 | 2026/SPC/N/R/S/00049 | N | 14501101 | Bandage Plaster of Paris 7.5cm x 2.7m Roll | 100000 | 227990800
1567 | 2026/SPC/N/R/S/00049 | Y | 14501102 | Bandage Plaster of Paris 10cm x 2.7m Roll | 360000
1568 | 2026/SPC/N/R/S/00049 | Y | 14501103 | Bandage Plaster of Paris 15cm x 2.7m Roll | 540000
1569 | 2026/SPC/N/R/S/00049 | Y | 14501104 | Bandage Plaster of Paris 3cmx2.7m Roll | 14000
1570 | 2026/SPC/N/R/S/00044 | N | 11002502 | Cardiovascular Patch, Polytetrafluoroethylene (PTFE), 0.5mm thickness, size 5cm x 7.5cm, sterile. | 30 | 9582624
1571 | 2026/SPC/N/R/S/00044 | Y | 11002701 | Cardiovascular Membrane, polytetrafluoroethylene (PTFE), 0.1mm thickness, size 12cm x 12cm, sterile. | 18
1572 | 2026/SPC/N/R/S/00044 | Y | 11020811 | Non absorbable Cardiovascular Pledget, Polytetrafluoroethylene (PTFE), size 9mm x 5mm x 1.5mm, sterile. | 75
1573 | 2026/SPC/N/R/S/00043 | N | 22302204 | Tray Dressing rectangular, seamless, half round rim, size (approx:) 500mm x 300mm, 50mm deep, 18/8 stainless steel. | 350 | 5880969.9
1574 | 2026/SPC/N/R/S/00043 | Y | 22302206 | Tray Dressing rectangular, seamless, half round rim, size (approx:) 360mm x 270mm, 50mm deep, 18/8 stainless steel. | 350
1575 | 2026/SPC/N/R/S/00043 | Y | 22302207 | Tray rectangular size 40 x 30 x 5cm stainless steel | 380
1576 | 2026/SPC/N/R/S/00043 | Y | 22302404 | Urinal Male, bed patient type, with handle, 240mm (approx.) length, polypropylene. | 150
1577 | 2026/SPC/N/R/S/00043 | Y | 22303301 | Spatula Ointment, with stainless blade and wooden or plastic handle, 200mm length. | 2200
1578 | 2026/SPC/N/R/S/00043 | Y | 22303401 | Sputum Mugs with handle,with attached lid movable by thumb, size 80mm dia. x 80mm deep, 18/8 stainless steel. | 100
1579 | 2026/SPC/N/R/S/00043 | Y | 22305001 | Air Cushion, circular, (approx.) 400mm dia., with central hole, red rubber, reusable. | 60
1580 | 2026/SPC/N/R/S/00043 | Y | 22305101 | Brush Hand for Surgeons, medium stiff white Nylon bristles, 14x6rows fitted on hard wood back, size 20x40mm,autoclavable | 1500
1581 | 2026/SPC/N/R/S/00041 | N | 22300105 | Digital Weighing Scale | 2200 | 89284963.85
1582 | 2026/SPC/N/R/S/00041 | Y | 22300106 | LENGTH MEASURING BOARD FOR INFANTS | 650
1583 | 2026/SPC/N/R/S/00041 | Y | 22300107 | DIGITAL BABY WEIGHING SCALES | 600
1584 | 2026/SPC/N/R/S/00041 | Y | 22300407 | Operation Theatre Boots, half wellington white rubber with antistatic rubber soles, for men, Size 12, in pairs. | 400
1585 | 2026/SPC/N/R/S/00041 | Y | 22301201 | Sterilizing Drum for Dressings, domed top and bottom,lid fitted with stop,perforated ,large, 39cm dia: 29cm,ss | 1500
1586 | 2026/SPC/N/R/S/00041 | Y | 22301202 | Sterilizing Drum for Dressings, domed top and bottom,lid fitted with stop,perf.sides,medium,39diax15cm.ss | 1800
1587 | 2026/SPC/N/R/S/00041 | Y | 22302005 | Digital Thermometer. | 7000
1588 | 2026/SPC/N/R/S/00041 | Y | 22302006 | Digital Humidity Thermometers(Thermo -hygrometer) to measure temperature & relative humidity of pharmaceutical refrigerators/freezers. | 700
1589 | 2026/SPC/N/R/S/00041 | Y | 22302101 | Tray Dressing Kidney shaped, seamless, half rolled rim, size (approx) 200mmlength x 110mmwide x 30mmdeep (375ml),18/8,ss | 6600
1590 | 2026/SPC/N/R/S/00041 | Y | 22302201 | Tray Dressing rectangular, seamless, half round rim, size (approx:) 250mm x 200mm, 50mm deep, 18/8 stainless steel. | 1125
1591 | 2026/SPC/N/R/S/00041 | Y | 22302202 | Tray Instrument without cover, seamless, half rolled rim, size (approx.) 29.5cm x 19.5cm, 7.5 cm deep. 18/8 ss | 965
1592 | 2026/SPC/N/R/S/00041 | Y | 22302203 | Tray rectangular s/s 30x25x5cm | 960
1593 | 2026/SPC/N/R/S/00040 | N | 22400103 | Hammer with Wrench end, post mortem, stainless steel. | 60 | 4973424.9
1594 | 2026/SPC/N/R/S/00040 | Y | 22400208 | Forceps Bone Cutting, post mortem, Horseley type or similar | 35
1595 | 2026/SPC/N/R/S/00040 | Y | 22400501 | Ruler, 30cm /12 inches, graduated in cms and inches, stainless steel. | 140
1596 | 2026/SPC/N/R/S/00040 | Y | 22400601 | Bowel/Intestinal Scissors (Enterotome), post mortem, one blade with guarded point, 195mm (approx.) length, stainless ste | 80
1597 | 2026/SPC/N/R/S/00040 | Y | 22400602 | Scissors dissect. open shank 180mm | 160
1598 | 2026/SPC/N/R/S/00040 | Y | 22400603 | Scissor b/vessel probe pntd 11cm | 90
1599 | 2026/SPC/N/R/S/00040 | Y | 22400604 | Dissecting Scissors, post mortem, straight, open shanks | 70
1600 | 2026/SPC/N/R/S/00040 | Y | 22404101 | Bone Chisel, post mortem, Shandon type or similar | 30
1601 | 2026/SPC/N/R/S/00040 | Y | 22440201 | Autopsy Lamp with Halogen Illumination | 40
1602 | 2026/SPC/N/R/S/00038 | N | 20200101 | Forcep desecting Lane 145mm. | 440 | 18831081.2
1603 | 2026/SPC/N/R/S/00038 | Y | 20200201 | Dissecting Forcep MacIndoe type,(or similar)longitudinally grooved handle, fine serrated jaws,150mm(approx.) length S/S | 1100
1604 | 2026/SPC/N/R/S/00038 | Y | 20200301 | Dissecting Forceps Waugh type, ( or similar) fluted grip, jaws with 1 x 2 teeth, 125mm (approx.) length, stainless st. | 250
1605 | 2026/SPC/N/R/S/00038 | Y | 20200305 | Dissecting Forceps Waugh type, (or similar)fluted grip handle, jaws with 1 x 2 teeth, 200mm (approx.) length,ss. | 100
1606 | 2026/SPC/N/R/S/00038 | Y | 20200306 | Dissecting Forceps Waugh type, ( or similar) fluted grip handle, serrated jaws, 200mm (approx.) length, stainless steel | 100
1607 | 2026/SPC/N/R/S/00038 | Y | 20200401 | Forceps dissecting cushing 200mm | 100
1608 | 2026/SPC/N/R/S/00038 | Y | 20200604 | Dissecting Forceps, Standard type, ( or similar) Straight, toothed jaws, 250mm (approx.) length,stainless steel. | 100
1609 | 2026/SPC/N/R/S/00038 | Y | 20200701 | Tissue Forceps Babcock type,(or similar) rounded fenestrated and serrated jaws, 160mm (approx.) length, stainless st. | 300
1610 | 2026/SPC/N/R/S/00038 | Y | 20200702 | Tissue Forceps Babcock type,(or similar) rounded fenestrated,serrated jaws,205mm approx.) | 130
1611 | 2026/SPC/N/R/S/00038 | Y | 20200802 | Forceps tissue Judd.Allis 3 x 4 ,197mm | 450
1612 | 2026/SPC/N/R/S/00038 | Y | 20201406 | Tissue Forceps, micro, Adson type or similar, atraumatic jaws, 120mm (approx.) length, stainless steel. | 50
1613 | 2026/SPC/N/R/S/00038 | Y | 20201407 | Dissecting Forceps, fine, Adson type or similar, 1 x 2 toothed jaws, 120mm (approx.) length, stainless steel. | 250
1614 | 2026/SPC/N/R/S/00038 | Y | 20201409 | Forceps, fine,Micro- Adson, 1 x 2 toothed jaws, 120mm (approx.) length, stainless steel. | 150
1615 | 2026/SPC/N/R/S/00004 | N | 13300901 | Thoracic Drainage (Chest Drainage ) Catheter, for post-operative pleural drainage, size 16Fr, angled, 45cm | 220 | 44157864.6
1616 | 2026/SPC/N/R/S/00004 | Y | 13300908 | Thoracic Drainage (Chest Drainage ) Catheter, for post-operative pleural drainage, size 10Fr, straight, 45cm | 1200
1617 | 2026/SPC/N/R/S/00004 | Y | 13300909 | Thoracic Drainage (Chest Drainage ) Catheter, for post-operative pleural drainage, size 12Fr, straight, 45cm | 1200
1618 | 2026/SPC/N/R/S/00004 | Y | 13300910 | Thoracic Drainage (Chest Drainage ) Catheter, for post-operative pleural drainage, size 14Fr, straight, 45cm | 1200
1619 | 2026/SPC/N/R/S/00004 | Y | 13300911 | Thoracic Drainage (Chest Drainage ) Catheter, for post-operative pleural drainage, size 18Fr, angled, 45cm | 550
1620 | 2026/SPC/N/R/S/00004 | Y | 13301101 | Thoracic Drainage (Chest Drainage ) Catheter, for post-operative pleural drainage, size 16Fr, straight, 45cm | 2600
1621 | 2026/SPC/N/R/S/00004 | Y | 13301106 | Thoracic Drainage (Chest Drainage ) Catheter, for post-operative pleural drainage, size 36Fr, straight, 45cm | 2800
1622 | 2026/SPC/N/R/S/00004 | Y | 13301107 | Thoracic Drainage (Chest Drainage ) Catheter, for post-operative pleural drainage, size 18Fr, straight, 45cm | 600
1623 | 2026/SPC/N/R/S/00004 | Y | 13301301 | Thoracic Drainage (Chest Drainage ) Catheter, for post-operative pleural drainage, paediatric, size 8Fr, straight, 45cm | 500
1624 | 2026/SPC/N/R/S/00004 | Y | 13302403 | Arteriotomy Cannula, 4mm tip, sterile. | 25
1625 | 2026/SPC/N/R/S/00004 | Y | 13302901 | Diathermy Quer, for holding sucker handles and diathermy probes etc. | 80
1626 | 2026/SPC/N/R/S/00004 | Y | 13303101 | Pleural Drainage System (water sealed drainage system), Adult, comprising 1800ml - 2000ml graduated PVC bottle | 14000
1627 | 2026/SPC/N/R/S/00004 | Y | 13303102 | Pleural Drainage System (water sealed drainage system), Paediatric, comprising 400ml-600ml graduated PVC bottle | 4000
1628 | 2026/SPC/N/R/S/00004 | Y | 13303800 | High Temperature Cautery, fine tip(needle tip), 50mm, disposable. | 50
1629 | 2026/SPC/N/R/S/00004 | Y | 13303801 | High Temperature Cautery,blade tip, 50mm, disposable. | 50
1630 | 2026/SPC/N/R/S/00004 | Y | 13303802 | High Temperature Cautery,ball tip, 50mm, disposable. | 40
1631 | 2026/SPC/N/R/S/00004 | Y | 13303803 | High Temperature Cautery,blade tip, long, disposable. | 60
1632 | 2026/SPC/N/R/S/00004 | Y | 13304000 | Diathermy Scotch Pad, with rear sticker, sterile. | 5000
1633 | 2026/SPC/N/R/S/00011 | N | 14000102 | Hypodermic Syringe with luer slip, for Tuberculin, 1ml, with mounted 25G x 15mm long Needle | 100000 | 85255500
1634 | 2026/SPC/N/R/S/00011 | Y | 14000104 | Hypodermic Syringe with luer slip, for Insulin, 1ml, with mounted 29G-31G x below 13mm long Needle | 5500000
1635 | 2026/SPC/N/R/S/00011 | Y | 14000203 | Hypodermic Syringe with luer lock, 2.5ml/3ml, without Needle, with 0.1ml graduations | 2000000
1636 | 2026/SPC/N/R/S/00011 | Y | 14000302 | Hypodermic Syringe 5ml with 0.5ml graduations, screw top fitting ( Lure Lock fitting). | 1550000
1637 | 2026/SPC/N/R/S/00012 | N | 14000201 | Hypodermic Syringe with luer slip, 2.5ml/3ml, with mounted 23G x 31 mm Needle | 33000000 | 216480000
1638 | 2026/SPC/N/R/S/00013 | N | 14000301 | Hypodermic Syringe 5ml with Needle 22Gx31mm, 0.2ml graduations. | 15000000 | 102300000
1639 | 2026/SPC/N/R/S/00014 | N | 14000401 | Hypodermic Syringe 10ml with Needle 20Gx38mm, 0.5ml graduations. | 17000000 | 195840000
1640 | 2026/SPC/N/R/S/00015 | N | 14000501 | Hypodermic Syringe 20ml with mounted Needle 18G, 1ml graduations. | 7300000 | 162060000
1641 | 2026/SPC/N/R/S/00016 | N | 14000502 | Hypodermic Syringe 20ml without Needle, 1ml graduations, luer slip type. | 950000 | 141951490
1642 | 2026/SPC/N/R/S/00016 | Y | 14000503 | Hypodermic Syringe 20ml with 1ml graduations, screw top fitting ( Lure Lock fitting). | 860000
1643 | 2026/SPC/N/R/S/00016 | Y | 14000601 | Hypodermic Syringe 50ml without Needle, 1ml graduations, luer slip type. | 640000
1644 | 2026/SPC/N/R/S/00016 | Y | 14000602 | Hypodermic Syringe 50ml with 1ml graduations, screw top fitting ( Lure Lock fitting). | 580000
1645 | 2026/SPC/N/R/S/00016 | Y | 14000603 | Hypodermic Syringe 50ml, with Opaque barrel for photosensitive drugs, 1ml graduations, Lure Lock fitting. | 99000
1646 | 2026/SPC/N/R/S/00017 | N | 14000901 | Hypodermic Needle size 18Gx38mm Disposable. | 1600000 | 84940840
1647 | 2026/SPC/N/R/S/00017 | Y | 14001201 | Hypodermic Needle size 21Gx38mm Disposable. | 2100000
1648 | 2026/SPC/N/R/S/00017 | Y | 14001301 | Hypodermic Needle size 22Gx31mm Disposable. | 2500000
1649 | 2026/SPC/N/R/S/00017 | Y | 14001401 | Hypodermic Needle size 23Gx25mm Disposable. | 2300000
1650 | 2026/SPC/N/R/S/00017 | Y | 14001402 | Hypodermic Needle size 23Gx31mm Disposable. | 3700000
1651 | 2026/SPC/N/R/S/00017 | Y | 14001501 | Hypodermic Needle size 24Gx25mm Disposable. | 2700000
1652 | 2026/SPC/N/R/S/00017 | Y | 14001601 | Hypodermic Needle size 25G*18mm Disposable. | 1900000
1653 | 2026/SPC/N/R/S/00017 | Y | 14001701 | Hypodermic Needle size 26G*15mm Disposable. | 900000
1654 | 2026/SPC/N/R/S/00017 | Y | 14001702 | Hypodermic Needle, size 26G x 50mm(+/- 2mm) length | 150000
1655 | 2026/SPC/N/R/S/00017 | Y | 14001801 | Hypodermic Needle size 27Gx31mm | 600000
1656 | 2026/SPC/N/R/S/00017 | Y | 14001803 | Hypodermic Needle, size 27G x 50mm length, Single Use with plastic hub and steel needle | 24000
1657 | 2026/SPC/N/R/S/00017 | Y | 14002001 | Injection Needle with 5 micron filter and blunt tip, size 18G, | 7000
1658 | 2026/SPC/N/R/S/00019 | N | 14003702 | Auto-Disable Syringes 0.5ml | 4000000 | 86801580
1659 | 2026/SPC/N/R/S/00019 | Y | 14003801 | Auto-Disable Syringe 5ml for reconstitutions of Vaccine | 123000
1660 | 2026/SPC/N/R/S/00019 | Y | 14003901 | 0.1ml Auto-Disable (AD) syringe for administration of f- IPV vaccine. | 750000
1661 | 2026/SPC/N/R/S/00020 | N | 14300101 | Blood Lines Set for Haemodialysis,compatible with FMC5008" machine.(Fresenius) | 11000 | 84749475
1662 | 2026/SPC/N/R/S/00020 | Y | 14300205 | Sodium Chloride Crystals, Medical Grade for regeneration of softner water treatment system, in 25 Kg bags. | 2500
1663 | 2026/SPC/N/R/S/00020 | Y | 14300213 | Acidic Haemodialysis Concentrate Solution 1.5 mmol/l for Bicarbonate Haemodialysis | 90000
1664 | 2026/SPC/N/R/S/00020 | Y | 14300214 | Acidic Haemodialysis Concentrate Solution 1.3 mmol/l for Bicarbonate Haemodialysis | 19000
1665 | 2026/SPC/N/R/S/00021 | N | 14300103 | Blood Lines Set for Haemodialysis, Arterial and Venous B/L with filter and connector, Universal. | 550000 | 291109500
1666 | 2026/SPC/N/R/S/00023 | N | 14300500 | Hollow Fibre Dialyzer, Polysulphone/Polynephrone surface area 1.2m2 - 1.3m2, sterile, low flux.(for Paed.). | 20000 | 109687940
1667 | 2026/SPC/N/R/S/00023 | Y | 14300508 | Hollow Fibre Dialyzer, low - medium flux, 1.9 m2- 2.2 m2 | 15000
1668 | 2026/SPC/N/R/S/00023 | Y | 14300801 | Double Lumen Catheter Sets for Haemodialysis, size 11FG-12FG, 200mm | 16000
1669 | 2026/SPC/N/R/S/00024 | N | 14300503 | Hollow Fibre Dialyzer,Polysulphone/ polyethersulphone/ polynephrone, low flux to medium flux 1.6-1.8m2 | 680000 | 907140400
1670 | 2026/SPC/N/R/S/00027 | N | 14300802 | Double Lumen Catheter Sets for Haemodialysis, size 11FG - 12FG, 160mm - 170mm | 10000 | 87003917.65
1671 | 2026/SPC/N/R/S/00027 | Y | 14300811 | Double Lumen Catheter Sets for Haemodialysis, size 7FG, 125mm length | 320
1672 | 2026/SPC/N/R/S/00027 | Y | 14300814 | Double Lumen Catheter Sets for Haemodialysis, size 8-9FG, 125-150mm length | 345
1673 | 2026/SPC/N/R/S/00027 | Y | 14301103 | Fully automated disposable Biopsy Gun with needle size 18G and 150mm - 210mm length | 600
1674 | 2026/SPC/N/R/S/00027 | Y | 14301104 | Fully automated disposable Biopsy Gun with needle size 16G and 150mm - 210mm length | 900
1675 | 2026/SPC/N/R/S/00027 | Y | 14301701 | Arterial and Venous Fistula Needles rotatable with clamp and back eye, size 15G, sterile. | 95000
1676 | 2026/SPC/N/R/S/00027 | Y | 14301703 | Arteral and Venous Fistula Needles rotatable with clamp and back eye, size 17G, sterile. | 250000
1677 | 2026/SPC/N/R/S/00029 | N | 14300809 | Double Lumen Catheter Sets for Haemodialysis, size 6.5FG, 100mm - 120mm length.(for Paed.) | 260 | 78357646.4
1678 | 2026/SPC/N/R/S/00029 | Y | 14301702 | Arterial and Venous Fistula Needles rotatable with clamp and back eye, size 16G, sterile. | 1000000
1679 | 2026/SPC/N/R/S/00032 | N | 14302201 | Citric Acid Solution 50% for Haemodialysis machine. | 20000 | 91780800
1680 | 2026/SPC/N/R/S/00062 | N | 14720003 | Immobilization Cast (Jig) for Radiotherapy, Model PR 5, Civco Medical part No. 940145 or similar | 500 | 17771520
1681 | 2026/SPC/N/R/S/00063 | N | 15000001 | Radiotherapy Room Device, Table Strap, for patient control for radiation treament | 6 | 9414152.64
1682 | 2026/SPC/N/R/S/00063 | Y | 15000002 | Radiotherapy Room Device, Protective Sheet, for use over treament table top, reusable. | 19500
1683 | 2026/SPC/N/R/S/00068 | N | 14720303 | Immobilization Device for Radiotherapy, Civco Medical part No. MTAPSID2732 or similar | 1500 | 62899200
1684 | 2026/SPC/N/R/S/00328 | N | 20600201 | Tourniquet Bandage, Esmarch type (or similar), for limb exsanguination, rubber, 76mm wide x 1mm thick, 3m - 5m long roll | 220 | 32760249.15
1685 | 2026/SPC/N/R/S/00328 | Y | 20600301 | IV Cut down sets | 160
1686 | 2026/SPC/N/R/S/00328 | Y | 20600401 | Dissector Watson Cheyne type, ( or similar) light, 125mm (approx.) length, stainless steel. | 70
1687 | 2026/SPC/N/R/S/00328 | Y | 20600402 | Dissector and Probe Watson Cheyne type, ( or similar) double ended, 175mm (approx.) length, stainless steel. | 40
1688 | 2026/SPC/N/R/S/00328 | Y | 20600501 | Forceps Michel clip remov. 120mm | 70
1689 | 2026/SPC/N/R/S/00328 | Y | 20600601 | Forceps for Bowl Sterilizer Harrison type, ( or similar) angled, double- jawed, screw joint, 355mm (approx.) length, ss | 15
1690 | 2026/SPC/N/R/S/00328 | Y | 20600800 | Forceps f. Kifa clips cmbn. | 25
1691 | 2026/SPC/N/R/S/00328 | Y | 20600901 | Forceps for Sterilizer Cheatle type,extra large, bowls &utensils,angled, serr.aws, screw joint,280mm,ss | 370
1692 | 2026/SPC/N/R/S/00328 | Y | 20600902 | Forceps for Sterilizer Cheatle type, ( or similar) angled, screw joint, 265mm (approx.) length, stainless steel. | 550
1693 | 2026/SPC/N/R/S/00328 | Y | 20601001 | Forceps Sinus Lister type, ( or similar) straight, serrated tip, box joint, 125mm (approx.) length, stainless steel. | 120
1694 | 2026/SPC/N/R/S/00328 | Y | 20601002 | Forceps Sinus Lister type, ( or similar) straight, serrrated tips, box joint, 150mm (approx.) length, stainless steel. | 125
1695 | 2026/SPC/N/R/S/00328 | Y | 20601003 | Forceps Sinus Lister type, ( or similar) straight, serrrated tips, box joint, 175mm (approx.) length, stainless steel. | 40
1696 | 2026/SPC/N/R/S/00328 | Y | 20601102 | Forceps Sponge Holding Rampley type, ( or similar) straight, serrated jaws, box joint, 240mm (approx.) length, st.st | 2500
1697 | 2026/SPC/N/R/S/00328 | Y | 20601103 | Forceps Sponge Holding Rampley type(or similar) straight,serrated jaws, box joint,180mm length,ss. | 1300
1698 | 2026/SPC/N/R/S/00328 | Y | 20601501 | Probes stainless steel 200mm. | 130
1699 | 2026/SPC/N/R/S/00372 | N | 22300102 | Mechanical adult weighing scale with eye level beam, Capacity 220kg | 700 | 21310592
1700 | 2026/SPC/N/R/S/00372 | Y | 22300103 | MECHANICAL BABY SCALE WITH SLIDING WEIGHTS (BEAM) | 600
1701 | 2026/SPC/N/R/S/00372 | Y | 22300403 | Operation Theatre Boots, half wellington white rubber with antistatic rubber soles, for men, Size 8, in pairs. | 600
1702 | 2026/SPC/N/R/S/00372 | Y | 22300404 | Operation Theatre Boots, half wellington white rubber with antistatic rubber soles, for men, Size 9, in pairs. | 500
1703 | 2026/SPC/N/R/S/00372 | Y | 22300405 | Operation Theatre Boots, half wellington white rubber with antistatic rubber soles, for men, Size 10, in pairs. | 400
1704 | 2026/SPC/N/R/S/00372 | Y | 22302102 | Tray Dressing Kidney shaped, seamless, half rolled rim, size(approx) 250mm lengthx140mm wide x 40mm deep (600ml),18/8,ss | 4000
1705 | 2026/SPC/N/R/S/00379 | N | 21500101 | Ophthalmoscope with Standard Handle. | 400 | 82263659.97
1706 | 2026/SPC/N/R/S/00379 | Y | 21500200 | Ophthalmoscope Indirect, Head Band type in case | 25
1707 | 2026/SPC/N/R/S/00379 | Y | 21500301 | Retinoscope with Handle | 120
1708 | 2026/SPC/N/R/S/00379 | Y | 21500400 | Pictures Set Kay type or similar, for vision testing of children. | 34
1709 | 2026/SPC/N/R/S/00379 | Y | 21500500 | Trial Lens Set, lens with metal rims, in skeleton lift out tray, without trial frame, in leather carrying case. | 20
1710 | 2026/SPC/N/R/S/00379 | Y | 21500600 | Trial Frame, Skeoch pattern for reduced aperture trial lenses, 4 cell type Frame of light weight anodized alloy | 80
1711 | 2026/SPC/N/R/S/00379 | Y | 21500700 | Test Type Electric, 4 sided for Direct Use, Snellen type or similar, with internally illuminated | 15
1712 | 2026/SPC/N/R/S/00379 | Y | 21500701 | Test Type Electric, 4 sided for Indirect Use, Snellen type or similar, with internally illuminated | 25
1713 | 2026/SPC/N/R/S/00379 | Y | 21500800 | Test Type electric, Logmar type or similar, english letters, with wall bracket. | 16
1714 | 2026/SPC/N/R/S/00379 | Y | 21501000 | Diagnostic Lens, size +78D, Volk type or similar. | 20
1715 | 2026/SPC/N/R/S/00379 | Y | 21501001 | Diagnostic Lens, size +90D, Volk type or similar. | 80
1716 | 2026/SPC/N/R/S/00379 | Y | 21501002 | Set of Direct image corneal contact lenses, Volk type or similar 3 lenses | 12
1717 | 2026/SPC/N/R/S/00379 | Y | 21501101 | Three Mirror Diagnostic Lens, laser, 18mm OD. | 17
1718 | 2026/SPC/N/R/S/00379 | Y | 21501200 | Four Mirror Gonioscopy Lens, Laser, Goldman type | 50
1719 | 2026/SPC/N/R/S/00379 | Y | 21501202 | Surgical Gonio Lens | 18
1720 | 2026/SPC/N/R/S/00379 | Y | 21501301 | Iris Repositor, titanium | 50
1721 | 2026/SPC/N/R/S/00361 | N | 21713701 | Operating Laryngoscope,Kleinsasser or similar,paediatric,with fibre optic light carrier | 8 | 71190895.4
1722 | 2026/SPC/N/R/S/00361 | Y | 21713702 | Operating Laryngoscope,Kleinsasseer or similar adult,medium with fibre optic light carrier. | 15
1723 | 2026/SPC/N/R/S/00361 | Y | 21713703 | Operating Laryngoscope Kleinsasser or similar, neonatal and infant, with fibre optic light carrier . | 5
1724 | 2026/SPC/N/R/S/00361 | Y | 21713706 | Laryngoscope Holder and Chest support, Gottingen model or similar, rod with metal ring 90mm diameter, 340mm | 10
1725 | 2026/SPC/N/R/S/00361 | Y | 21713707 | Operating Laryngoscope Lindholml type or similar, large, for adults, inner proximal end 39 x 24 mm. | 10
1726 | 2026/SPC/N/R/S/00361 | Y | 21713708 | Weerda distending video laryngoscope 17 cm . | 4
1727 | 2026/SPC/N/R/S/00361 | Y | 21713709 | Oparating video larynoscope - Kantor-Berci for adults 18 cm | 10
1728 | 2026/SPC/N/R/S/00361 | Y | 21713710 | Hopkins Straight forward telescope 15 degree,4mm diameter,17 cm length,comp. w/Kanto & Weerda laryngoscope. | 3
1729 | 2026/SPC/N/R/S/00361 | Y | 21715001 | Scissors, Turbinectomy, Haymann(Nasal) type or similar, 190mm (approx.) length, stainless steel. | 15
1730 | 2026/SPC/N/R/S/00361 | Y | 21715101 | Scissors Nasal, Fomon type or similar, curved, blunt ends, 145mm (approx.) length, stainless steel. | 14
1731 | 2026/SPC/N/R/S/00361 | Y | 21717001 | Scissors, Tonsil, Woods type or similar, curved on flat, blunt pointed blades, 190mm (approx.) length, stainless steel. | 22
1732 | 2026/SPC/N/R/S/00361 | Y | 21717002 | Scissors Tonsil, Wilson type or similar, 64mm blades, 200mm (approx.) overall length. | 16
1733 | 2026/SPC/N/R/S/00361 | Y | 21717101 | GOOD Scissors Length 19.5cm | 9
1734 | 2026/SPC/N/R/S/00361 | Y | 21717102 | BOETTCHER Scissors length 18.5cm,curved tip. | 6
1735 | 2026/SPC/N/R/S/00361 | Y | 21717103 | BOETTCHER Scissors length 18.5cm,curved tip. | 7
1736 | 2026/SPC/N/R/S/00361 | Y | 21720002 | Aural Forceps, Hartmann type, oval straight jaws, size 2mm x 7mm, 80mm working length, with ring handle, stainless steel | 25
1737 | 2026/SPC/N/R/S/00361 | Y | 21720004 | Aural Forceps, Fisch type or similar, very fine, smooth, size 0.4 x 3.5mm, with antireflection coating, 80mm length | 23
1738 | 2026/SPC/N/R/S/00361 | Y | 21720005 | Aural Dressing Forceps, Tilley type or similar, 50mm working length, 165mm (approx.) overall length, stainless steel. | 10
1739 | 2026/SPC/N/R/S/00361 | Y | 21720101 | Forceps bro/oeso 1.5mm X 350mm. f.fo.bdy. | 10
1740 | 2026/SPC/N/R/S/00361 | Y | 21720102 | Forceps bro/oeso 1.5mm X 350mm algtr/jw | 10
1741 | 2026/SPC/N/R/S/00361 | Y | 21720104 | Bronchoscopic/Oesophagoscopic Forceps, 2.5mm dia. shaft, 500mm - 550mm working length, double action jaw, universal | 13
1742 | 2026/SPC/N/R/S/00361 | Y | 21720103 | Bronchoscopic/Oesophag.Forceps, 2.5mm dia. shaft, 500-550mm working length,double action jaw,alligator jaws for hard f/b | 16
1743 | 2026/SPC/N/R/S/00361 | Y | 21720105 | Bronchoscopic/Oesophagoscopic Forceps, 2.5mm dia. shaft, 500mm - 550mm working length, double action jaw | 10
1744 | 2026/SPC/N/R/S/00361 | Y | 21720106 | Bronchoscopic/Oesophagoscopic Forceps,2.5mm dia. shaft,500mm - 550mm W/L,double action jaw,universal,Spoon shape. | 12
1745 | 2026/SPC/N/R/S/00361 | Y | 21720107 | Bronchoscopic/Oesophagoscopic Forceps,2.5mm dia. shaft,350mm W/L,double action jaw,alligator jaws for hard f.b. | 15
1746 | 2026/SPC/N/R/S/00361 | Y | 21720108 | Bronchoscopic/Oesophagoscopic Forceps,2.5mm dia. shaft,350mm W/L,double action jaw,alligator jaws f/peanuts & soft f.b. | 15
1747 | 2026/SPC/N/R/S/00361 | Y | 21720109 | Bronchoscopic/Oesophagoscopic Forceps,2.5mm dia.shaft,350mm working length,double action jaw,Spoon shaped | 14
1748 | 2026/SPC/N/R/S/00361 | Y | 21720110 | Bronchoscopic/Oesophagoscopic Forceps,1.5mm dia. shaft,350mm (approx.)W/L,double action jaw, Universal f/b.f.b.remove. | 11
1749 | 2026/SPC/N/R/S/00361 | Y | 21720111 | Bronchoscopic/Oesophagoscopic Forceps,1.5mm dia. shaft,350mm(approx.)working length,double action jaw Spoon shaped | 9
1750 | 2026/SPC/N/R/S/00361 | Y | 21720112 | Bronchoscopic/Oesophagoscopic aligator Forceps,1.5mm dia.shaft,250mm (approx.)W/L,double action jaw,f/hard f.b. | 8
1751 | 2026/SPC/N/R/S/00361 | Y | 21720113 | Bronchoscopic/Oesophagoscopic Forceps,1.5mm dia.shaft,250mm(approx.)w/l,double action jaw,Aligator type,f/pea.& s.f.b | 10
1752 | 2026/SPC/N/R/S/00361 | Y | 21720114 | Bronchoscopic/Oesophagoscopic Forceps,1.5mm dia.shaft,250mm (approx.)working length,double action jaw Spoon shaped | 12
1753 | 2026/SPC/N/R/S/00361 | Y | 21720201 | Bronchoscopic/Oesophagoscopic Forceps, 2.5mm dia. shaft, 500-550mm working length, single action jaw, alligator jaws,ss | 15
1754 | 2026/SPC/N/R/S/00361 | Y | 21720202 | Bronchoscopic/Oesopha. Forceps, 2.5mm dia. shaft, 350mm , single action jaw, circular cup jaws,ss | 8
1755 | 2026/SPC/N/R/S/00361 | Y | 21720205 | Bronchoscopic/Oesophagoscopic Forceps, 2.5mm dia. shaft, 500-550mm w. length, single action jaw,ss | 8
1756 | 2026/SPC/N/R/S/00361 | Y | 21720206 | Bronchoscopic/Oesophagoscopic Forceps,2.5mm dia.shaft,350mm W/L,single action jaw,alli.jaws for hard foreign bodies. | 5
1757 | 2026/SPC/N/R/S/00361 | Y | 21720207 | Bronchoscopic/Oesophagoscopic Forceps,2.5mm dia. shaft,350mm working length,single action jaw,for peanuts& soft f/bodie | 8
1758 | 2026/SPC/N/R/S/00361 | Y | 21720208 | Bronchoscopic/Oesophagoscopic Forceps,2.5mm dia. shaft,350mm working length,single action jaw,universal,for Spoon shaped | 9
1759 | 2026/SPC/N/R/S/00361 | Y | 21720401 | Bronchoscopic/Oesophagoscopic Forcep, 2.5mm dia. shaft, 500-550mm working length, single action jaw, universal,ss | 15
1760 | 2026/SPC/N/R/S/00361 | Y | 21720404 | Bronchoscopic/Oesophagoscopic Forceps,2.5mm dia.shaft,500mm - 550mm working length,single action jaw,universal,for Spoon | 8
1761 | 2026/SPC/N/R/S/00361 | Y | 21720405 | Bronchoscopic/Oesophagoscopic Scissors,2.5mm dia.shaft,500mm - 550mm W/L,single action jaw,universal, for tritura.bone. | 7
1762 | 2026/SPC/N/R/S/00361 | Y | 21720601 | Ear Jeweler Forceps, angled, 110mm (approx.) length, stainless steel. | 10
1763 | 2026/SPC/N/R/S/00361 | Y | 21720602 | Ear Jeweler Forceps, curved, smooth, 115mm (approx.) length, stainless steel. | 10
1764 | 2026/SPC/N/R/S/00361 | Y | 21720702 | Nasal Turbinate Forceps, Luc type or similar, 6mm jaw, 180mm length, stainless steel. | 8
1765 | 2026/SPC/N/R/S/00361 | Y | 21720703 | Nasal Turbinate Forceps, Luc type or similar, 9mm jaw, 180mm length, stainless steel. | 10
1766 | 2026/SPC/N/R/S/00361 | Y | 21720704 | Nasal Turbinate Forceps, Luc type or similar, 7.5mm jaw, 180mm length, stainless steel. | 10
1767 | 2026/SPC/N/R/S/00361 | Y | 21720801 | Septum Forceps, Asch type or similar, sharp points, 230mm (approx.) length, stainless steel. | 14
1768 | 2026/SPC/N/R/S/00361 | Y | 21721000 | Forceps tonsil hold. D.Brown 200mm | 20
1769 | 2026/SPC/N/R/S/00361 | Y | 21721004 | Artery Forceps Tonsil, Negus type or similar, large curved tip, serrated jaws, 180mm (approx.) length. | 11
1770 | 2026/SPC/N/R/S/00361 | Y | 21721005 | Artery Forceps Tonsil, Negus type or similar, small curved tip, serrated jaws, 180mm (approx.) length. | 18
1771 | 2026/SPC/N/R/S/00361 | Y | 21721006 | Tonsil Artery Forceps Wilson, 19cm length, stainless steel. | 10
1772 | 2026/SPC/N/R/S/00361 | Y | 21721007 | Forceps serrated non tooth width 4mm, length 20cm for tonsilectomy. | 20
1773 | 2026/SPC/N/R/S/00361 | Y | 21721008 | Forceps serrated non tooth width 1.8mm, length 20cm | 20
1774 | 2026/SPC/N/R/S/00361 | Y | 21721102 | Tracheal Dilating Forceps, Trousseau type or similar, curved, 120mm (approx.) length, stainless steel. | 100
1775 | 2026/SPC/N/R/S/00361 | Y | 21730101 | Fibre Optic Auroscope (Otoscope)set | 100
1776 | 2026/SPC/N/R/S/00361 | Y | 21730202 | Ear Speculam, Tumarkin type or similar, with tapered slot, set of 8 sizes (3.2mm - 9.6mm inner diameter), 50mm length, | 35
1777 | 2026/SPC/N/R/S/00361 | Y | 21730204 | Ear Speculam, Hartmann type or similar, for adult, 36mm length, black anodised aluminium. | 15
1778 | 2026/SPC/N/R/S/00361 | Y | 21730205 | Ear Speculam,Politzer type,f.children, 27mm, black anodised aluminium | 25
1779 | 2026/SPC/N/R/S/00361 | Y | 21730401 | Stapedotomy Measuring Rod, Fisch type or similar, straight, marker pins at 3mm, 4mm and 5mm, 16cm length,stainless stl. | 5
1780 | 2026/SPC/N/R/S/00361 | Y | 21730502 | Wagner type ear hook with ball end size 2, 15.5cm length. | 11
1781 | 2026/SPC/N/R/S/00361 | Y | 21730503 | Ear Hook, curved backwards, working length 5.5 cm, total length 16 cm. | 15
1782 | 2026/SPC/N/R/S/00361 | Y | 21730504 | Joseph Double hook, sharp, width 2mm, length 8.5 cm. | 5
1783 | 2026/SPC/N/R/S/00361 | Y | 21730505 | Joseph hook, one prong, sharp curve, length 16.5 cm | 5
1784 | 2026/SPC/N/R/S/00361 | Y | 21730601 | Ear Needle, Wullstein type or similar, slight curve, 16.5cm (approx.) length,stainless steel. | 25
1785 | 2026/SPC/N/R/S/00361 | Y | 21730602 | Ear Needle, Wullstein type or similar, medium curve, 16.5cm (approx.) length, stainless steel. | 28
1786 | 2026/SPC/N/R/S/00361 | Y | 21730604 | Ear Needle, Wullstein type or similar, straight, 16.5cm (approx.) length, stainless steel. | 28
1787 | 2026/SPC/N/R/S/00361 | Y | 21730701 | Malleus Nipper, House - Dieter type or similar, upwards cutting, extra delicate, 0.8mm width, 80mm (approx.) working len | 21
1788 | 2026/SPC/N/R/S/00361 | Y | 21730801 | Punch, Kerrison type or similar, upward cutting, size 1 (small), 110mm (approx.) working length, stainless steel. | 16
1789 | 2026/SPC/N/R/S/00361 | Y | 21730802 | Punch, Kerrison type or similar, upward cutting, size 2 (medium), 110mm (approx.) working length, stainless steel. | 14
1790 | 2026/SPC/N/R/S/00361 | Y | 21730803 | Punch, Kerrison type or similar, upward cutting, size 3 (large), 110mm (approx.) working length, stainless steel. | 10
1791 | 2026/SPC/N/R/S/00361 | Y | 21730919 | Ear Suction Tube, Schuknecht type or similar, with stilette, size 0.9mm diameter, 130mm length, stainless steel. | 75
1792 | 2026/SPC/N/R/S/00361 | Y | 21730920 | Nasal Suction Cannula, Ferguson type, 6Fr, with cut off hole and stylet, luer | 50
1793 | 2026/SPC/N/R/S/00361 | Y | 21730921 | Nasal Suction Cannula, Ferguson type, 8Fr, with cut off hole and stylet, luer, working length 150mm,stainless steel. | 25
1794 | 2026/SPC/N/R/S/00361 | Y | 21730922 | Nasal Suction Cannula, Ferguson type, 10Fr, 150mm | 45
1795 | 2026/SPC/N/R/S/00361 | Y | 21730923 | Nasal Suction Cannula, Ferguson type, 12Fr, 150mm | 15
1796 | 2026/SPC/N/R/S/00361 | Y | 21730924 | Nasal Suction Cannula,Ferguson type,15Fr, 150mm | 40
1797 | 2026/SPC/N/R/S/00361 | Y | 21730929 | Suction Cannula, straight, for use with paediatric bronchoscope, 1.5mm diameter, working length 35cm | 5
1798 | 2026/SPC/N/R/S/00361 | Y | 21730935 | Suction Cannula, straight, 1.5mm diameter, working length 45cm | 13
1799 | 2026/SPC/N/R/S/00361 | Y | 21730936 | Suction tubes for Bronchoscope/Oesophagoscope Working length 60cm, diameter 4mm with cut off hole. | 10
1800 | 2026/SPC/N/R/S/00361 | Y | 21730937 | Suction tubes for Bronchoscope/ Oesophagoscope Working length 55cm, diameter 4mm with cut off hole. | 14
1801 | 2026/SPC/N/R/S/00361 | Y | 21730938 | Suction tubes for Bronchoscope/ Oesophagoscope Working length 45cm, diameter 4mm with cut off hole. | 10
1802 | 2026/SPC/N/R/S/00361 | Y | 21730939 | Suction tubes for Bronchoscope/Oesophagoscope Working length 35cm, diameter 4mm with cut off hole. | 15
1803 | 2026/SPC/N/R/S/00361 | Y | 21730940 | Suction tubes for Bronchoscope/ Oesophagoscope Working length 60cm, diameter 2mm with cut off hole. | 9
1804 | 2026/SPC/N/R/S/00361 | Y | 21730941 | Suction tubes for Bronchoscope/Oesophagoscope Working length 55cm, diameter 2mm with cut off hole. | 9
1805 | 2026/SPC/N/R/S/00361 | Y | 21730942 | Suction tubes for Bronchoscope/ Oesophagoscope Working length 45cm, diameter 2mm with cut off hole. | 9
1806 | 2026/SPC/N/R/S/00361 | Y | 21731001 | Ear Probe, double ended, Jobson Horne type or similar, serrated tip and smooth ring, 140mm length, stainless steel | 15
1807 | 2026/SPC/N/R/S/00361 | Y | 21731002 | Laryngeal Probe, straight, imm dia., 230mm (approx.) length, stainless steel. | 4
1808 | 2026/SPC/N/R/S/00361 | Y | 21731601 | Antral Trocar and Cannula Sinus, 5.0mm diameter, with flat handle, 180mm length, stainless steel. | 15
1809 | 2026/SPC/N/R/S/00361 | Y | 21731602 | Antral Trocar and Cannula Sinus, 2.7mm diameter, with flat handle, 180mm (approx.) length, stainless steel. | 15
1810 | 2026/SPC/N/R/S/00361 | Y | 21732002 | Frontal Sinus Recess Forceps,through cutting,Giraffe type,90 degrees angled,2mm horizontal jaws,130mm working length,ss | 5
1811 | 2026/SPC/N/R/S/00361 | Y | 21732003 | Frontal Sinus Recess Forceps, through cutting,Giraffe,45degrees angled,2mm vertical jaws,130mm working length,ss | 10
1812 | 2026/SPC/N/R/S/00361 | Y | 21732004 | Frontal Sinus Recess Forceps,through cutting,Giraffe type,45 degrees angled,2mm horizontal jaws,130mm | 12
1813 | 2026/SPC/N/R/S/00361 | Y | 21732102 | Sphenoidal Punch, Hajek type, downward cutting, 2mm bite, 145mm | 20
1814 | 2026/SPC/N/R/S/00361 | Y | 21732103 | Sphenoid.Punch, Hajek,upwrd cut,, 2mm bite,145mm working length, stainless steel. | 18
1815 | 2026/SPC/N/R/S/00361 | Y | 21732303 | Maxillary Ostium Seeker, ball tips, double ended, 2.3mm and 2.6mm diameter, 190mm length, stainless steel. | 15
1816 | 2026/SPC/N/R/S/00361 | Y | 21732304 | Ear Antral Seeker, 45 degrees angled, with ball end, size 3, 155mm (approx.) length, stainless steel. | 15
1817 | 2026/SPC/N/R/S/00361 | Y | 21732602 | Maxillary Biopsy Forceps, double action jaws, 110 degrees downward, 3mm cup jaws, horizontal, 165mm length,ss | 17
1818 | 2026/SPC/N/R/S/00361 | Y | 21733001 | Nasal Backbiting Forceps, rotating, paediatric size, 3mm wide head, 2.5mm x 5mm bite,100mm working length,stainles steel | 10
1819 | 2026/SPC/N/R/S/00361 | Y | 21733002 | Nasal Backbiting Forceps, rotating, adult size, 5mm wide head 2.5mmx7mm bite,100mm working length, stainless steel | 24
1820 | 2026/SPC/N/R/S/00361 | Y | 21733201 | Stapedotomy Manual Perforator, Fisch type or similar, 0.5mm diameter, 160mm (approx.) length, stainless steel. | 5
1821 | 2026/SPC/N/R/S/00361 | Y | 21733202 | Stapedotomy Manual Perforator, Fisch type or similar, 0.6mm diameter, 160mm (approx.) length, stainless steel. | 18
1822 | 2026/SPC/N/R/S/00361 | Y | 21733401 | Septum Forceps, Walsham type or similar, straight 70mm blades, 220mm (approx.) length, stainless steel. | 7
1823 | 2026/SPC/N/R/S/00361 | Y | 21733603 | Bipod Draffin's - fitted with 4 rings for varying heights stainless steel. | 16
1824 | 2026/SPC/N/R/S/00361 | Y | 21733701 | Davis - Boyle type or similar Mouth Gag Frame and compatible set of slotted tongue blades,for adults | 18
1825 | 2026/SPC/N/R/S/00361 | Y | 21733702 | Davis - Boyle type or similar Mouth Gag, Frame and compatible set of slotted tongue blades, for children. | 17
1826 | 2026/SPC/N/R/S/00361 | Y | 21733803 | Nasal Retractor, Aufricht type or similar, 160mm (approx.) length, stainless steel. | 10
1827 | 2026/SPC/N/R/S/00361 | Y | 21733804 | Retractor, Cottle Alar type or similar, 2 prongs, sharp/blunt, sharp prong on right . | 9
1828 | 2026/SPC/N/R/S/00361 | Y | 21740001 | Curette, forward cutting, angled 45',large, working length 22 cm. | 7
1829 | 2026/SPC/N/R/S/00361 | Y | 21740002 | De DIVITIIS-CAPPABIANCA Scalpel, with retractable blade working length 13 cm, total length 23 cm. | 2
1830 | 2026/SPC/N/R/S/00361 | Y | 21740003 | Round knife 90 ',2 mm width, working length 15 cm, total length 25 cm. | 30
1831 | 2026/SPC/N/R/S/00361 | Y | 21740004 | Round knife 45 ', 2 mm width, working length 15 cm, total length 25 cm. | 25
1832 | 2026/SPC/N/R/S/00361 | Y | 21740005 | Round Knife 45degrees, diameter 3mm, length 16cm. | 16
1833 | 2026/SPC/N/R/S/00361 | Y | 21740006 | Round Knife, diameter 3 mm, with suction, easy to handle due to rotating tube olive, length 19 cm. | 16
1834 | 2026/SPC/N/R/S/00361 | Y | 21740101 | Double Spoon Miniature Forceps- round cupped jaws, extra delicate, straight diameter- 0.6 mm, working length- 18 cm | 6
1835 | 2026/SPC/N/R/S/00361 | Y | 21740102 | Double Spoon Miniature Forceps, oval cupped jaws, extra delicate, upturned straight diameter- 0.9 mm, W/L- 18cm | 5
1836 | 2026/SPC/N/R/S/00361 | Y | 21740103 | Double Spoon Miniature Forceps, oval cupped jaws, extra delicate, turned to left diameter- 0.9 mm, W/L- 18 cm | 2
1837 | 2026/SPC/N/R/S/00361 | Y | 21740104 | Double Spoon Miniature Forceps, oval cupped jaws, extra delicate, turned to right diameter- 0.9 mm, W/L- 18 cm. | 4
1838 | 2026/SPC/N/R/S/00361 | Y | 21740201 | Endonasal micro scissors, straight, with small handle, with cleaning connector, working length 18 mm. | 15
1839 | 2026/SPC/N/R/S/00361 | Y | 21740202 | Endonasal micro scissors, curved to left, with small handle, with cleaning connector W/L 18 mm | 12
1840 | 2026/SPC/N/R/S/00361 | Y | 21740203 | Endonasal micro scissors, curved to right, with small handle, with cleaning connector W/L 18 mm. | 9
1841 | 2026/SPC/N/R/S/00361 | Y | 21740204 | Endonasal micro scissors, angled upwards, with small handle, with cleaning connector W/L 18 mm | 10
1842 | 2026/SPC/N/R/S/00361 | Y | 21740205 | Endonasal micro scissors, upturned 45',delicate, sheath 360' rotatable, with cleaning connector W/L18 mm | 8
1843 | 2026/SPC/N/R/S/00361 | Y | 21740301 | Grasping Forceps, fine serration, straight, with cleaning connector, working length 18 mm | 4
1844 | 2026/SPC/N/R/S/00361 | Y | 21740302 | Miniature Grasping Forceps, serrated, straight, working length 18 mm | 3
1845 | 2026/SPC/N/R/S/00361 | Y | 21740401 | CAPPABIANCA-de DIVITIIS Suction Curette blunt, tip angled 45��, LUER. 7 mm diameter, W/L15mm, T/L 25 mm | 5
1846 | 2026/SPC/N/R/S/00361 | Y | 21740501 | Dissector, sharp, tip angled 45', round spatula, with round handle 2mm width, W/L 15mm, T/L 25 mm | 4
1847 | 2026/SPC/N/R/S/00361 | Y | 21740502 | Dissector, sharp, tip angled 15', flat long spatula, 2 mm width with round handle W/L15mm, T/L 25 mm | 4
1848 | 2026/SPC/N/R/S/00361 | Y | 21740503 | Dissector, tip angled 15', 1 mm width, working length 13mm, total length 23 mm. | 4
1849 | 2026/SPC/N/R/S/00361 | Y | 21740504 | Dissector, tip angled 45', 1 mm width, working length 13mm, total length 23 mm. | 3
1850 | 2026/SPC/N/R/S/00361 | Y | 21740505 | Dissector, tip angled 90', 1 mm width, working lenth 13mm, total length 23 mm. | 3
1851 | 2026/SPC/N/R/S/00361 | Y | 21740506 | THOMASSIN Dissector, double-ended, distal tips angled 90' to right or left, length 18 cm. | 5
1852 | 2026/SPC/N/R/S/00361 | Y | 21740507 | THOMASSIN Dissector, double-ended, distal tips angled 90' to right or left, length 18 cm. | 3
1853 | 2026/SPC/N/R/S/00361 | Y | 21740601 | CASTELNUOVO seeker angled 45', 1mm width, working length15mm, total length, 25mm | 1
1854 | 2026/SPC/N/R/S/00361 | Y | 21740602 | CASTELNUOVO seeker angled 90', 1mm width, working length15mm, total length, 25mm. | 2
1855 | 2026/SPC/N/R/S/00361 | Y | 21740701 | CASTELNUOVO Double Elevator blunt end angled, semi-sharp end slightly curved, graduated 2.2 mm / 3.3 mm ,length 26 cm | 2
1856 | 2026/SPC/N/R/S/00361 | Y | 21740702 | CASTELNUOVO Double Elevator, angled end shovel-shaped, semi-sharp,blunt end slightly curved 2.2 mm / 3.3 mm,length 26mm | 2
1857 | 2026/SPC/N/R/S/00361 | Y | 21740801 | Take-apart Bipolar forceps, rounded tip, outer diameter 3.4 mm. jaw width 2mm, 20 cm length with compatible cord. | 18
1858 | 2026/SPC/N/R/S/00361 | Y | 21740802 | Take-apart Bipolar forceps distally angled 45', horizontal closing, outer diameter 3.4 mm jaw width 2mm, 20 cm length | 17
1859 | 2026/SPC/N/R/S/00367 | N | 21100101 | Bone Awl, straight 2.0mm dia. x 125mm length, stainless steel. | 25 | 45665969.05
1860 | 2026/SPC/N/R/S/00367 | Y | 21100102 | Bone Awl, straight 2.6mm dia. x 145mm length, stainless steel. | 25
1861 | 2026/SPC/N/R/S/00367 | Y | 21100201 | Bone Gouge, Alexander type or similar, 5mm wide, 175mm (approx.) length, stainless steel. | 40
1862 | 2026/SPC/N/R/S/00367 | Y | 21100203 | Bone Gouge, Alexander type or similar, 10mm wide, 175mm (approx.) length, stainless steel. | 45
1863 | 2026/SPC/N/R/S/00367 | Y | 21100760 | Osteotome Hibbs type,(or similar) 6mm blade width, 240mm (approx.) length, stainless steel. | 80
1864 | 2026/SPC/N/R/S/00367 | Y | 21100761 | Osteotome Hibbs type,(or similar) 10mm blade width, 240mm (approx.) length, stainless steel. | 75
1865 | 2026/SPC/N/R/S/00367 | Y | 21100802 | Wire cutter,s/w upto 0.6mm dia,h/w upto 0.4mm dia,tungston carbide cutting edges,compound action jaws,130mm length. | 50
1866 | 2026/SPC/N/R/S/00367 | Y | 21101300 | Reamer for Kuntscher type intramedullary nails, 7mm diameter, stainless steel. | 25
1867 | 2026/SPC/N/R/S/00367 | Y | 21101301 | Reamer for Kuntscher type intramedullary nails, 8mm diameter, stainless steel. | 20
1868 | 2026/SPC/N/R/S/00367 | Y | 21101302 | Reamer for Kuntscher type intramedullary nails, 9mm diameter, stainless steel. | 20
1869 | 2026/SPC/N/R/S/00367 | Y | 21101303 | Reamer for Kuntscher type intramedullary nails, 10mm diameter, stainless steel. | 20
1870 | 2026/SPC/N/R/S/00367 | Y | 21101304 | Reamer for Kuntscher type intramedullary nails, 11mm diameter, stainless steel. | 20
1871 | 2026/SPC/N/R/S/00367 | Y | 21101305 | Reamer for Kuntscher type intramedullary nails, 12mm diameter, stainless steel. | 20
1872 | 2026/SPC/N/R/S/00367 | Y | 21101306 | Reamer for Kuntscher type intramedullary nails, 13mm diameter, stainless steel. | 20
1873 | 2026/SPC/N/R/S/00367 | Y | 21101400 | Extractor for Kuntscher type intramedullary nails, with detachable hook, complete with 2 hooks, stainless steel. | 25
1874 | 2026/SPC/N/R/S/00367 | Y | 21101701 | Saw Amputation with hinged back to enable removal of blade, rounded end blade, 230mm blade length, 330mm tot.length | 40
1875 | 2026/SPC/N/R/S/00367 | Y | 21101702 | Saw Bone Satterlee type, (or similar) 210mm blade (approx.) length, 290mm total (approx.) length, stainless steel | 25
1876 | 2026/SPC/N/R/S/00367 | Y | 21101800 | Screw Driver, for hexagonal head 4.5mm dia. bone screws, AO type, 280mm length, stainless steel. | 130
1877 | 2026/SPC/N/R/S/00367 | Y | 21101801 | Screw Driver, for hexagonal head 3.5mm dia. bone screws, AO type, 225mm length, stainless steel. | 165
1878 | 2026/SPC/N/R/S/00367 | Y | 21101802 | Screw Driver cannulated for hexagonal head 6.5/7mm dia. 280mm length. | 100
1879 | 2026/SPC/N/R/S/00367 | Y | 21101806 | Screw Driver, for hexagonal head 3.5mm dia. bone screws, AO type, 280mm length, stainless steel. | 125
1880 | 2026/SPC/N/R/S/00367 | Y | 21102001 | Bone File, Joseph type or similar, 175mm (approx.) length, stainless steel. | 40
1881 | 2026/SPC/N/R/S/00367 | Y | 21103101 | Wire Twister, fine with tungsten carbide inserted serrated jaws, 150mm (approx.) length, stainless steel. | 65
1882 | 2026/SPC/N/R/S/00367 | Y | 21103102 | Wire Twister, with tungsten carbide inserted serrated jaws, 150mm (approx.) length, stainless steel. | 60
1883 | 2026/SPC/N/R/S/00367 | Y | 21104300 | Tap for 1.5mm diameter cortical bone screws, 20mm thread length, 50mm total length, stainless steel. | 50
1884 | 2026/SPC/N/R/S/00367 | Y | 21104301 | Tap for 2.7mm diameter cortical bone screws, 35mm thread length, 100mm total length, stainless steel. | 75
1885 | 2026/SPC/N/R/S/00367 | Y | 21104400 | Taps for 4.0mm dia: cancellous bone screws 110mm total length 85mm usable length | 100
1886 | 2026/SPC/N/R/S/00367 | Y | 21104401 | Taps for 6.5mm dia: cancellous bone screws 195mm total length 85mm usable length. | 65
1887 | 2026/SPC/N/R/S/00367 | Y | 21105000 | Punch for Kuntscher type intramedullary nails, for use over guide wires, 200mm (approx.) length, stainless steel. | 35
1888 | 2026/SPC/N/R/S/00367 | Y | 21105600 | Osteotome, straight, with 7mm wide stainless steel blade and wooden handle, 220mm (approx.) length. | 80
1889 | 2026/SPC/N/R/S/00367 | Y | 21105601 | Osteotome, straight, with 10mm wide stainless steel blade and wooden handle, 220mm (approx.) length. | 90
1890 | 2026/SPC/N/R/S/00367 | Y | 21105602 | Osteotome, straight, with 15mm wide stainless steel blade and wooden handle, 220mm (approx.) length. | 90
1891 | 2026/SPC/N/R/S/00367 | Y | 21105603 | Osteotome, straight, with 20mm wide stainless steel blade and wooden handle, 220mm (approx.) length. | 70
1892 | 2026/SPC/N/R/S/00367 | Y | 21105700 | Osteotome, straight, with 6mm wide stainless steel blade and metal handle, 240mm (approx.) length. | 70
1893 | 2026/SPC/N/R/S/00367 | Y | 21105900 | Chisel Mastoid Jenkin type, ( or similar) 6mm wide, 140mm (approx.) length, stainless steel. | 40
1894 | 2026/SPC/N/R/S/00367 | Y | 21106000 | Chisel for Pelvic Osteotomy, 15mm wide, 300mm (approx.) length, stainless steel. | 45
1895 | 2026/SPC/N/R/S/00367 | Y | 21106001 | Chisel for Pelvic Osteotomy, 20mm wide, 300mm (approx.) length, stainless steel. | 40
1896 | 2026/SPC/N/R/S/00367 | Y | 21106200 | Periosteal Elevator, 6mm round edge, 200mm (approx.) length, stainless steel. | 80
1897 | 2026/SPC/N/R/S/00367 | Y | 21106201 | Periosteal Elevator, 14mm round edge, 20mm (approx.) length, stainless steel. | 50
1898 | 2026/SPC/N/R/S/00367 | Y | 21106300 | Periosteal Elevator, 6mm straight edge, 200mm (approx.) length, stainless steel. | 120
1899 | 2026/SPC/N/R/S/00367 | Y | 21106301 | Periosteal Elevator, 14mm straight edge, 200mm (approx.) length, stainless steel. | 100
1900 | 2026/SPC/N/R/S/00367 | Y | 21106400 | Periosteal Elevator, pointed end, St Thomas type or similar, 190mm (approx.) length, stainless steel. | 70
1901 | 2026/SPC/N/R/S/00367 | Y | 21106500 | Chisel, Stille type or similar, straight with 10mm wide stainless steel blade and autoclavable tufnol handle, 200mm | 35
1902 | 2026/SPC/N/R/S/00367 | Y | 21106501 | Chisel, Stille type or similar, straight with 15mm wide stainless steel blade and autoclavable tufnol handle, 200mm | 35
1903 | 2026/SPC/N/R/S/00367 | Y | 21106502 | Chisel, Stille type or similar, straight with 20mm wide stainless steel blade and autoclavable tufnol handle, 200mm | 35
1904 | 2026/SPC/N/R/S/00367 | Y | 21106503 | Chisel, Stille type or similar, straight with 25mm wide stainless steel blade and autoclavable tufnol handle, 200mm | 30
1905 | 2026/SPC/N/R/S/00367 | Y | 21106700 | Chisel, straight with 4mm wide stainless steel blade and autoclavable tufnol handle, 140mm (approx.) length. | 40
1906 | 2026/SPC/N/R/S/00367 | Y | 21106701 | Chisel, straight with 8mm wide stainless steel blade and autoclavable tufnol handle, 140mm (approx.) length. | 40
1907 | 2026/SPC/N/R/S/00367 | Y | 21106800 | Plaster Shear, Stille type or similar, 260mm (approx.) length, stainless steel. | 45
1908 | 2026/SPC/N/R/S/00367 | Y | 21106801 | Plaster Cast Spreader, 300mm (approx.) length, stainless steel. | 60
1909 | 2026/SPC/N/R/S/00367 | Y | 21106802 | Plaster Shear, Esmarch type or similar, stainless steel. | 50
1910 | 2026/SPC/N/R/S/00368 | N | 21106900 | Bone Reduction Forceps, pointed, small size, stainless steel. | 120 | 166549652.95
1911 | 2026/SPC/N/R/S/00368 | Y | 21106901 | Bone Reduction Forceps, pointed, medium size, stainless steel. | 120
1912 | 2026/SPC/N/R/S/00368 | Y | 21106902 | Bone Reduction Forceps, pointed, large size, stainless steel. | 140
1913 | 2026/SPC/N/R/S/00368 | Y | 21107000 | Bone Reduction Forceps, serrated jaws, speed lock, small size, stainless steel. | 120
1914 | 2026/SPC/N/R/S/00368 | Y | 21107001 | Bone Reduction Forceps, serrated jaws, speed lock, medium size, stainless steel. | 120
1915 | 2026/SPC/N/R/S/00368 | Y | 21107002 | Bone Reduction Forceps, serrated jaws, speed lock, large size, stainless steel. | 110
1916 | 2026/SPC/N/R/S/00368 | Y | 21107100 | Reduction Forceps for finger, 135mm (approx.) length, stainless steel. | 80
1917 | 2026/SPC/N/R/S/00368 | Y | 21107300 | Reduction Forceps with drill guide, 200mm (approx.) length, stainless steel. | 70
1918 | 2026/SPC/N/R/S/00368 | Y | 21107400 | Bone Cutting Forceps, Liston type, straight, 140mm (approx.) length, stainless steel. | 65
1919 | 2026/SPC/N/R/S/00368 | Y | 21107401 | Bone Cutting Forceps, Liston type, straight, 170mm (approx.) length, stainless steel | 60
1920 | 2026/SPC/N/R/S/00368 | Y | 21107500 | Bone Cutting Forceps, Liston type, angled on flat, 200mm (approx.) length, stainless steel. | 60
1921 | 2026/SPC/N/R/S/00368 | Y | 21107700 | Bone Holding Forceps, Hey Groves type or similar, 200mm (approx.) length, stainless steel. | 110
1922 | 2026/SPC/N/R/S/00368 | Y | 21107701 | Bone Holding Forceps, Hey Groves type or similar, 250mm (approx.) length, stainless steel. | 120
1923 | 2026/SPC/N/R/S/00368 | Y | 21107800 | Bone (Tibia) Holding Forceps, stainless steel. | 100
1924 | 2026/SPC/N/R/S/00368 | Y | 21107900 | Bone (Patella) Holding Forceps, with crab claws, 185mm (approx.) length, stainless steel. | 100
1925 | 2026/SPC/N/R/S/00368 | Y | 21108000 | Bone Holding Forceps, angled, Lambotte type or similar, 210mm (approx.) length, stainless steel. | 80
1926 | 2026/SPC/N/R/S/00368 | Y | 21108100 | Meniscus Grasping Forceps, curved, Weller type or similar, 200mm (approx.) length, stainless steel. | 60
1927 | 2026/SPC/N/R/S/00368 | Y | 21108101 | Meniscus Grasping Forceps, staight, Weller type or similar, 200mm (approx) | 40
1928 | 2026/SPC/N/R/S/00368 | Y | 21108200 | Bone Holding Forcep, self centering, soft lock, 190mm (approx.) length, stainless steel. | 90
1929 | 2026/SPC/N/R/S/00368 | Y | 21108302 | Plate Holding Forceps, AO type for large fragment set. | 100
1930 | 2026/SPC/N/R/S/00368 | Y | 21108303 | Plate Holding Forceps, AO type for small fragment set. | 120
1931 | 2026/SPC/N/R/S/00368 | Y | 21108400 | Bone Nibbler, curved, double action jaws, small size, stainless steel. | 120
1932 | 2026/SPC/N/R/S/00368 | Y | 21108401 | Bone Nibbler, curved, double action jaws, medium size, stainless steel. | 130
1933 | 2026/SPC/N/R/S/00368 | Y | 21108402 | Bone Nibbler, curved, double action jaws, large size, stainless steel. | 110
1934 | 2026/SPC/N/R/S/00368 | Y | 21108500 | Bone Nibbler, straight, double action jaws, small size, stainless steel. | 120
1935 | 2026/SPC/N/R/S/00368 | Y | 21108501 | Bone Nibbler, straight, double action jaws, medium size, stainless steel. | 120
1936 | 2026/SPC/N/R/S/00368 | Y | 21108502 | Bone Nibbler, straight, double action jaws, large size, stainless steel. | 90
1937 | 2026/SPC/N/R/S/00368 | Y | 21108600 | Bending Press for bone plates, 40cm (approx.) length, stainless steel. | 50
1938 | 2026/SPC/N/R/S/00368 | Y | 21108700 | Bone Hook,Sharp,Large,200mm,stainless steel. | 70
1939 | 2026/SPC/N/R/S/00368 | Y | 21108701 | Bone Hook, sharp, medium, 200mm stainless steel. | 60
1940 | 2026/SPC/N/R/S/00368 | Y | 21108702 | Bone Hook, sharp, small, 200mm stainless steel. | 50
1941 | 2026/SPC/N/R/S/00368 | Y | 21108800 | Bone Lever, Lane type or similar, for small bones, serrated end, 260mm (approx.) length, stainless steel. | 60
1942 | 2026/SPC/N/R/S/00368 | Y | 21108900 | Bone Lever, Verbrugge - Muller type or similar, 65mm width, 255mm (approx.) length, stainless steel. | 50
1943 | 2026/SPC/N/R/S/00368 | Y | 21109000 | Bone Lever, mini, Hohmann type or similar, small size, sharp blade, 160mm length, stainless steel. | 100
1944 | 2026/SPC/N/R/S/00368 | Y | 21109001 | Bone Lever, mini, Hohmann type or similar, medium size, sharp blade, 160mm length, stainless steel. | 120
1945 | 2026/SPC/N/R/S/00368 | Y | 21109002 | Bone Lever, mini, Hohmann type or similar, large size, sharp blade, 160mm length, stainless steel. | 110
1946 | 2026/SPC/N/R/S/00368 | Y | 21109003 | Bone Lever, mini, Hohmann type or similar, small size, blunt blade, 160mm length, stainless steel. | 100
1947 | 2026/SPC/N/R/S/00368 | Y | 21109004 | Bone Lever, mini, Hohmann type or similar, medium size, blunt blade, 160mm length, stainless steel. | 90
1948 | 2026/SPC/N/R/S/00368 | Y | 21109005 | Bone Lever, mini, Hohmann type or similar, large size, blunt blade, 160mm length, stainless steel. | 100
1949 | 2026/SPC/N/R/S/00368 | Y | 21109100 | Bone Lever, with ring handle, Trethowen type or similar, 220mm length, stainless steel. | 70
1950 | 2026/SPC/N/R/S/00368 | Y | 21109200 | Extractor for Kuntscher type intramedullary nails, Bromhead type or similar, 235mm blade length, stainless steel | 25
1951 | 2026/SPC/N/R/S/00368 | Y | 21109300 | Bone Hammer, with metal handle, weight 350G, 230mm (approx.) length. | 45
1952 | 2026/SPC/N/R/S/00368 | Y | 21109301 | Bone Hammer, with metal handle, weight 500G, 230mm (approx.) length. | 50
1953 | 2026/SPC/N/R/S/00368 | Y | 21109400 | Hook for extractor for Kuntscher type intramedullary nails, stainless steel. | 25
1954 | 2026/SPC/N/R/S/00368 | Y | 21109600 | Bone Curette, double ended, oval/round, 210mm (approx.) length, stainless steel. | 50
1955 | 2026/SPC/N/R/S/00368 | Y | 21109601 | Bone Curette, double ended, oval/round, 160mm (approx.) length, stainless steel. | 60
1956 | 2026/SPC/N/R/S/00368 | Y | 21109602 | Bone Curette, double ended, oval/round, 130mm (approx.) length, stainless steel. | 65
1957 | 2026/SPC/N/R/S/00368 | Y | 21109700 | Bone Curette, single ended, oval, size 5.5mm, 250mm (approx.) length, stainless steel. | 45
1958 | 2026/SPC/N/R/S/00368 | Y | 21109701 | Bone Curette, single ended, oval, size 4.5mm, 250mm (approx.) length, stainless steel. | 40
1959 | 2026/SPC/N/R/S/00368 | Y | 21109800 | Wire Cutting Forceps, small, 160mm stainless steel. | 60
1960 | 2026/SPC/N/R/S/00368 | Y | 21109801 | Wire Cutting Forceps, large, compound action joint, 220mm stainless steel. | 60
1961 | 2026/SPC/N/R/S/00368 | Y | 21109900 | Wire Cutting Forceps, long, 230mm (approx.) length, stainless steel. | 60
1962 | 2026/SPC/N/R/S/00368 | Y | 21110000 | Wire Plier, flat nosed, compound action joint, 160mm (approx.) length, stainless steel. | 70
1963 | 2026/SPC/N/R/S/00368 | Y | 21110101 | Wire Plier, pointed, medium, 160mm (approx.) length, stainless steel. | 80
1964 | 2026/SPC/N/R/S/00368 | Y | 21110102 | Wire Plier, pointed, large, 190mm (approx.) length, stainless steel. | 70
1965 | 2026/SPC/N/R/S/00368 | Y | 21110200 | Wire Holding Foeceps, for cerclage wires, 170mm (approx.) length, stainless steel. | 75
1966 | 2026/SPC/N/R/S/00373 | N | 21301502 | Removing Forceps for Yasargil type titanium standard cerebrovascular clips, bayonet shaped, 220mm | 4 | 42630034.63
1967 | 2026/SPC/N/R/S/00373 | Y | 21301700 | Tray for Yasargil type or similar, titanium, cerebrovascular clips applying forceps, stainless steel. | 4
1968 | 2026/SPC/N/R/S/00373 | Y | 21301701 | Utility Tray, full size for storage and sterilizaion of Yasargil type or similar titanium cerebrovascular clips | 6
1969 | 2026/SPC/N/R/S/00373 | Y | 21301702 | Utility Tray, half size for storage and sterilizaion of Yasargil type or similar titanium cerebrovascular clips, stainle | 4
1970 | 2026/SPC/N/R/S/00373 | Y | 21302500 | Periosteal Elevator, angled, Adson type or similar, 170mm (approx.) length, stainless steel. | 19
1971 | 2026/SPC/N/R/S/00373 | Y | 21302501 | Periosteal Elevator, curved, Adson type or similar, 170mm (approx.) length, stainless steel. | 15
1972 | 2026/SPC/N/R/S/00373 | Y | 21302600 | Spinal Elevator, Cobb type or similar, 15mm blade, 180 mm (approx.) length, stainless steel. | 15
1973 | 2026/SPC/N/R/S/00373 | Y | 21302601 | Spinal Elevator, Cobb type or similar, 20mm blade, 380mm (approx.) length, stainless steel. | 18
1974 | 2026/SPC/N/R/S/00373 | Y | 21303400 | Micro Dissector, curved, bayonet shaped, 0.5mm tip, 210mm (approx.) length, stainless steel. | 15
1975 | 2026/SPC/N/R/S/00373 | Y | 21303401 | Dissector Micro, straight, bayonet shaped, 0.5mm tip, 210mm (approx.) length, stainless steel. | 15
1976 | 2026/SPC/N/R/S/00373 | Y | 21303402 | Forceps Micro, curved, bayonet shaped, 0.5mm tip, 150mm (approx.) length, stainless steel. | 9
1977 | 2026/SPC/N/R/S/00373 | Y | 21303403 | Forceps Micro, curved, bayonet shaped, 1.0mm tip, 185mm (approx.) length, stainless steel. | 9
1978 | 2026/SPC/N/R/S/00373 | Y | 21303404 | Forceps Micro, curved, bayonet shaped, 2.0mm tip, 210mm (approx.) length, stainless steel. | 10
1979 | 2026/SPC/N/R/S/00373 | Y | 21303405 | Forceps Micro, straight, bayonet shaped, 0.5mm tip, 150mm (approx.) length, stainless steel. | 10
1980 | 2026/SPC/N/R/S/00373 | Y | 21303406 | Forceps Micro, straight, bayonet shaped, 1.0mm tip, 185mm (approx.) length, stainless steel. | 6
1981 | 2026/SPC/N/R/S/00373 | Y | 21303407 | Forceps Micro, straight, bayonet shaped, 2.0mm tip, 210mm (approx.) length, stainless steel. | 6
1982 | 2026/SPC/N/R/S/00373 | Y | 21304101 | Spinal Frame for Spine Surgery Wilson type or similar. | 14
1983 | 2026/SPC/N/R/S/00373 | Y | 21304303 | Suction and irrigation Cannula, with finger cut off and luer hub, House type or similar, 1.2mm dia. 0.9mm | 20
1984 | 2026/SPC/N/R/S/00373 | Y | 21304304 | Suction tube, with finger cut off and stylet, Barron type or similar, 2.0mm dia., 160mm (approx.) length | 45
1985 | 2026/SPC/N/R/S/00373 | Y | 21304309 | Suction tube, with finger cut off and stylet, Lempert type or similar, 2.0mm dia., 200mm (approx.) length | 25
1986 | 2026/SPC/N/R/S/00373 | Y | 21304313 | Suction tube, with finger cut off and stylet, Lempert type or similar, 2.0mm dia., 200mm length, stainless steel | 10
1987 | 2026/SPC/N/R/S/00373 | Y | 21304501 | Scalpal Handle, Landolt type or similar, for use with micro blades, bayonet shaped, round handle, 250mm (approx.) length | 15
1988 | 2026/SPC/N/R/S/00373 | Y | 21306501 | Wire Saw Guide and Brain Protector, Cairn De Martel type or similar, 300mm (approx.) length, stainless steel. | 20
1989 | 2026/SPC/N/R/S/00373 | Y | 21306502 | Saw Handle Gigli type, ( or similar) for use with looped end wire saw, stainless steel. | 15
1990 | 2026/SPC/N/R/S/00373 | Y | 21307101 | Wire Basket, full size, perforated, for Yasargil type titanium cerebrovascular clip appliers, size 540mmx250x70mm | 10
1991 | 2026/SPC/N/R/S/00373 | Y | 21307201 | Bipolar Coagulation Forceps, bayonet shape, 0.3mm straight tip, 180mm (approx.) length, stainless steel. | 45
1992 | 2026/SPC/N/R/S/00373 | Y | 21307202 | Bipolar Coagulation Forceps, bayonet shape, 0.3mm straight tip, 200mm (approx.) length, stainless steel. | 50
1993 | 2026/SPC/N/R/S/00373 | Y | 21307302 | Bipolar Coagulation Forceps, bayonet shape, 0.5mm straight tip,195 mm. | 50
1994 | 2026/SPC/N/R/S/00373 | Y | 21307801 | Bone Rongeur, Echlin type or similar, 3mm x 10mm jaw, compound action joint, 230mm (approx.) length, stainless steel. | 10
1995 | 2026/SPC/N/R/S/00373 | Y | 21307805 | Bone Rongeur, Ruskin type or similar, straight, hard edge, compound action joint, 180mm (approx.)length, stainless steel | 15
1996 | 2026/SPC/N/R/S/00373 | Y | 21307806 | Bone Rongeur, Saufel Jansen type or similar, curved, compound action joint, 185mm (approx.) length, stainless steel. | 8
1997 | 2026/SPC/N/R/S/00373 | Y | 21308501 | Conductor for Wire Saw, De Martel type or similar, flexible, 350mm (approx.) length. | 2
1998 | 2026/SPC/N/R/S/00373 | Y | 21308803 | Applying Forceps for Yasargil type or similar,Ti,standard cerebrovascular clips, bayonet shaped, straight jaws, 205mm | 6
1999 | 2026/SPC/N/R/S/00373 | Y | 21313201 | Spinal Pillow for Spine Surgery Gillespie type or similar. | 15
2000 | 2026/SPC/N/R/S/00374 | N | 13902901 | Tracheostomy Mask, for Adult, soft clear transparent plastic, with elastic head strap | 12000 | 9412560
2001 | 2026/SPC/N/R/S/00375 | N | 21401201 | Burs Conical, compatible for use with Hudson's Brace of hand drill set, 11mm diameter (approx.) , stainless steel. | 15 | 2950449.88
2002 | 2026/SPC/N/R/S/00375 | Y | 21401202 | Burr Conical, for Hudson type brace, 13mm diameter, stainless steel. | 20
2003 | 2026/SPC/N/R/S/00375 | Y | 21401203 | Burr Conical, for Hudson type brace, 16mm diameter, stainless steel. | 12
2004 | 2026/SPC/N/R/S/00375 | Y | 21402600 | Perforator, compatible for use with Hudson's Brace of hand drill set, 10mm diameter (approx.), stainless steel. | 20
2005 | 2026/SPC/N/R/S/00375 | Y | 21402601 | Perforator, compatible for use with Hudson's Brace of hand drill set, 12mm diameter (approx.), stainless steel. | 20
2006 | 2026/SPC/N/R/S/00375 | Y | 21402602 | Perforator, compatible for use with Hudson's Brace of hand drill set, 15mm diameter (approx.), stainless steel. | 10
2007 | 2026/SPC/N/R/S/00375 | Y | 21402700 | Hand Drill set for Neurosurgical work, comprising Hudson Brace standard model | 15
2008 | 2026/SPC/N/R/S/00380 | N | 13700900 | Angiographic Catheter, pigtail type, size 4Fr, with 10 side ports, 0.97mm (0.038") dia, guidewire compatible, 50cm -60cm | 100 | 72515394
2009 | 2026/SPC/N/R/S/00380 | Y | 13701700 | Cerebral Catheter, vertebral, size 4Fr, maximum guidewire size 0.97mm (0.038") diameter, 100cm (approx.) length | 120
2010 | 2026/SPC/N/R/S/00380 | Y | 13701701 | Cerebral Catheter, vertebral, size 5Fr, maximum guidewire size 0.97mm (0.038") diameter, 100cm (approx.) length | 220
2011 | 2026/SPC/N/R/S/00380 | Y | 13701900 | Cerebral Catheter, Mani type MANI or similar curve tip, size 5Fr, maximum guidewire size 0.97mm (0.038") diameter, 100cm | 180
2012 | 2026/SPC/N/R/S/00380 | Y | 13701923 | Cerebral Catheter, Mani type MANI or similar curve tip, size 4Fr, maximum guidewire size 0.97mm (0.038") diameter, 100cm | 60
2013 | 2026/SPC/N/R/S/00380 | Y | 13702300 | Visceral Catheter, Cobra - 1 curve tip, size 5Fr, maximum guidewire size 0.97mm (0.038") diameter, 70cm - 80cm length | 200
2014 | 2026/SPC/N/R/S/00380 | Y | 13702302 | Visceral Catheter, Cobra - 2 curve tip, size 5Fr, maximum guidewire size 0.97mm (0.038") diameter, 70cm - 80cm length | 450
2015 | 2026/SPC/N/R/S/00380 | Y | 13702303 | Visceral Catheter, Cobra - 3 curve tip, size 5Fr, maximum guidewire size 097mm (0.038") diameter, 60cm - 70cm length | 300
2016 | 2026/SPC/N/R/S/00380 | Y | 13702400 | Visceral Catheter, Picard type or similar, size 5Fr, maximum guidewire size 0.97mm (0.038") diameter, 100cm (approx.) | 1800
2017 | 2026/SPC/N/R/S/00380 | Y | 13702500 | Visceral Catheter, renal double curve tip, size 4Fr, maximum guidewire size 0.97mm (0.038") diameter, 70cm - 80cm length | 70
2018 | 2026/SPC/N/R/S/00380 | Y | 13702600 | Cerebral Catheter, Simmons type II SIM or similar curve tip, size 4Fr, maximum guidewire size 0.97mm (0.038") dia, 100cm | 120
2019 | 2026/SPC/N/R/S/00380 | Y | 13702601 | Cerebral Catheter, Simmons type II SIM or similar curve tip, size 5Fr, maximum guidewire size 0.97mm (0.038") dia, 100cm | 600
2020 | 2026/SPC/N/R/S/00380 | Y | 13702800 | Cerebral Catheter, Headhunter type H1 or similar curve tip, size 5Fr, maximum guidewire size 0.97mm (0.038") dia, 100cm | 70
2021 | 2026/SPC/N/R/S/00380 | Y | 13702801 | Cerebral Catheter, Headhunter H1 or similar curve tip, 4Fr, guidewire size 0.97mm (0.038") ,100cm (approx.) , | 40
2022 | 2026/SPC/N/R/S/00380 | Y | 13703100 | Visceral Catheter, Yashiro, size 4Fr, maximum guidewire size 0.97mm (0.038") diameter, 80cm - 100cm leng | 350
2023 | 2026/SPC/N/R/S/00380 | Y | 13703101 | Visceral Catheter, Yashiro, 5Fr, maximum guidewire size 0.97mm (0.038") diameter, 80cm - 100cm length | 800
2024 | 2026/SPC/N/R/S/00380 | Y | 13703102 | Visceral Catheter, Yashiro, size 4Fr, maximum guidewire size 0.97mm (0.038") diameter, 70cm (approx.) | 80
2025 | 2026/SPC/N/R/S/00380 | Y | 13703201 | Visceral Catheter, multipurpose curve tip, size 5Fr, maximum guidewire size 0.97mm (0.038") diameter, 100cm (approx.) | 750
2026 | 2026/SPC/N/R/S/00380 | Y | 13703202 | Visceral Catheter, multipurpose curve tip, size 4Fr, maximum guidewire size 0.97mm (0.038") diameter,60- 80cm | 80
2027 | 2026/SPC/N/R/S/00380 | Y | 13703600 | Visceral Catheter, Cobra - 2 curve tip, size 4Fr, maximum guidewire size 0.97mm (0.038") diameter, 70cm - 80cm length | 40
2028 | 2026/SPC/N/R/S/00380 | Y | 13703601 | Visceral Catheter, Cobra - 1 curve tip, size 4Fr, maximum guidewire size 0.97mm (0.038") diameter, 70cm - 80cm length | 100
2029 | 2026/SPC/N/R/S/00380 | Y | 13703700 | Uterine Artery Catheter, size 5Fr, 0.97mm (0.038") diameter guidewire compatible, 100cm (approx.) length, sterile. | 40
2030 | 2026/SPC/N/R/S/00380 | Y | 13703800 | Visceral Catheter, Shepherd Hook type, size 4Fr, maximum guidewire size 0.97mm (0.038") diameter, 70cm (approx.) | 100
2031 | 2026/SPC/N/R/S/00380 | Y | 13703801 | Visceral Catheter, Shepherd Hook type or similar, size 5Fr, maximum guidewire size 0.97mm (0.038") diameter, 70cm (appro | 150
2032 | 2026/SPC/N/R/S/00380 | Y | 13703902 | Catheter Introducer Set, Shuttle type, 7Fr, with side arm, haemostatic valve & compatible guidewire, 80cm - 100cm length | 175
2033 | 2026/SPC/N/R/S/00380 | Y | 13703903 | Catheter Introducer Set, Shuttle type, 6Fr, with side arm, haemostatic valve & compatible guidewire, 80cm - 100cm length | 400
2034 | 2026/SPC/N/R/S/00380 | Y | 13704200 | Catheter Introducer Set, adult, 4Fr, with side arm & haemostatic valve, introducer dilator, 0.97mm (0.038") dia, 13cm | 400
2035 | 2026/SPC/N/R/S/00380 | Y | 13704305 | Catheter Introducer Set, adult, size 6Fr, with side arm and haemo. valve, intro. dilator, 0.89mm (0.035")angled (J tip) | 2000
2036 | 2026/SPC/N/R/S/00380 | Y | 13704310 | Catheter Introducer Set, adult, 9Fr, with side arm & haemostatic valve, introducer dilator, 0.97mm (0.038") dia, 13cm | 100
2037 | 2026/SPC/N/R/S/00380 | Y | 13704400 | Catheter Introducer Set, P, 4Fr, with side arm, haemostatic valve, introducer dilator, 0.63mm (0.025') dia,7-7.5cm | 200
2038 | 2026/SPC/N/R/S/00380 | Y | 13704501 | Percutaneous Entry Needle, thin wall,18Gx7cm length, two part needle with plastic base plate, 0.97mm (0.038") guidewire | 2000
2039 | 2026/SPC/N/R/S/00380 | Y | 13704600 | Angiographic Puncture Needle, size 20G X 7cm, one part, maximum guidewire size 0.97mm (0.038") diameter | 1000
2040 | 2026/SPC/N/R/S/00380 | Y | 13704603 | Angiographic Puncture Needle, size 18G x 7cm (approx.) length, one part, maximum guidewire size 0.97mm (0.038') | 10000
2041 | 2026/SPC/N/R/S/00380 | Y | 13704700 | Spinal Needle for lumbar puncture, size 18G, bevelled point, with stilette, luer lock fitting, 90mm (approx.) length | 2000
2042 | 2026/SPC/N/R/S/00381 | N | 13705100 | Micro Catheter (cerebral) with detachable tip, size 2.7Fr, maximum guidewire size 0.25mm (0.010") dia, 165cm (approx.) | 1500 | 468000000
2043 | 2026/SPC/N/R/S/00382 | N | 13705200 | Micro Catheter (cerebral) size 2.7Fr, with steam shapeable tip to deliver detachable embolization coils, 150cm (approx.) | 800 | 393835425
2044 | 2026/SPC/N/R/S/00382 | Y | 13705300 | Micro Catheter, size 3Fr, size 0.43mm (0.017") diameter guidewire compatible, 150cm (approx.) length, sterile. | 1000
2045 | 2026/SPC/N/R/S/00382 | Y | 13705500 | Micro Catheter, hydrophilic coated, proximal/distal diameter 2.4Fr-2.7Fr/1.5Fr-1.9Fr guide catheter length 35cm | 1500
2046 | 2026/SPC/N/R/S/00382 | Y | 13705501 | Micro Catheter, hydrophilic coated, proximal/distal diameter 2.4Fr-2.7Fr/1.5Fr-1.9Fr, guide catheter length 35cm | 1500
2047 | 2026/SPC/N/R/S/00382 | Y | 13705600 | Micro Catheter Flow Directed(cerebral) proximal/distal diameter 2.7Fr/1.8Fr, 0.45mm (0.018") diameter guidewire compati | 180
2048 | 2026/SPC/N/R/S/00383 | N | 13705601 | Micro Catheter Flow Directed (cerebral) proximal/distal diameter 2.7Fr-3.0Fr/1.5Fr, 0.25mm (0.010") diameter guidewire | 1500 | 425109530
2049 | 2026/SPC/N/R/S/00383 | Y | 13706000 | Micro Guidewire, with hydrophilic coating, size 0.35mm (0.014") diameter, 180cm - 200cm length, sterile. | 1500
2050 | 2026/SPC/N/R/S/00383 | Y | 13706100 | Micro Guidewire, stearable, with hydrophilic coating, size 0.35mm (0.014"), diameter, 300cm (approx.) length, sterile. | 2000
2051 | 2026/SPC/N/R/S/00383 | Y | 13706200 | Micro Guidewire, with hydrophilic coating, size 0.25mm (0.010") diameter, 180cm - 200cm length, sterile. | 500
2052 | 2026/SPC/N/R/S/00384 | N | 13706300 | Micro Puncture Set, size 4Fr, with introducer, sterile. | 280 | 424590397.6
2053 | 2026/SPC/N/R/S/00384 | Y | 13706301 | Micro Puncture Set, size 5Fr, with introducer, sterile. | 250
2054 | 2026/SPC/N/R/S/00384 | Y | 13706400 | Catheter Introducer Set, P, 4Fr, side arm,haemostatic valve,introducer dilator, 0.63mm (0.025') dia,angled guidewire,9cm | 140
2055 | 2026/SPC/N/R/S/00384 | Y | 13706500 | Catheter Introducer Set,A,5Fr,side arm & haem. valve,introducer dilator,0.97mm (0.038") dia,angled (J tip)guidewire,13cm | 3500
2056 | 2026/SPC/N/R/S/00384 | Y | 13706600 | Catheter Introducer Set,A,6Fr,side arm & haemo.valve, intro.dilator,0.97mm (0.038") dia,angled(J tip) guidewire,25cm | 300
2057 | 2026/SPC/N/R/S/00384 | Y | 13706601 | Catheter Introducer Set,adult,size 6Fr,with side arm and haemos. valve, intro. dilator, 0.97mm (0.038")dia.angle(J tip) | 2800
2058 | 2026/SPC/N/R/S/00384 | Y | 13706800 | Catheter Introducer Set,A,7Fr,side arm & haemo.valve, intro.dilator,0.97mm (0.038") dia,angled (J tip) guidewire,13cm | 1800
2059 | 2026/SPC/N/R/S/00384 | Y | 13707000 | Liquid Embolic Agent, of cyanoacrylate (NBCA), sterile. | 580
2060 | 2026/SPC/N/R/S/00384 | Y | 13707100 | Liquid Embolic Agent, of ethylene vinyl alcohol copolymer (EVOH), sterile. | 480
2061 | 2026/SPC/N/R/S/00384 | Y | 13707101 | Detachable Embolization Coil, 10 3D shape, size 3mm diameter x 6cm length, sterile. | 450
2062 | 2026/SPC/N/R/S/00384 | Y | 13707103 | Detachable Embolization Coil, 10 3D shape, size 5mm diameter x 10cm length, sterile. | 450
2063 | 2026/SPC/N/R/S/00384 | Y | 13707105 | Detachable Embolization Coil, 10 3D shape, size 7mm diameter x 15cm length, sterile. | 450
2064 | 2026/SPC/N/R/S/00384 | Y | 13707106 | Detachable Embolization Coil, 10 3D shape, size 8mm diameter x 20cm length, sterile. | 450
2065 | 2026/SPC/N/R/S/00384 | Y | 13707200 | Detachable Embolization Coil, 10 soft helical shape, size 3mm diameter x 6cm length, sterile. | 450
2066 | 2026/SPC/N/R/S/00384 | Y | 13707300 | Detachable Embolization Coil, 10 soft helical shape, size 4mm diameter x 4cm length, sterile. | 400
2067 | 2026/SPC/N/R/S/00384 | Y | 13707400 | Detachable Embolization Coil, 10 soft helical shape, size 4mm diameter x 6cm length, sterile. | 380
2068 | 2026/SPC/N/R/S/00384 | Y | 13707500 | Detachable Embolization Coil, 10 soft helical shape, size 2mm diameter x 2cm length, sterile. | 400
2069 | 2026/SPC/N/R/S/00384 | Y | 13707600 | Detachable Embolization Coil, 10 soft helical shape, size 3mm diameter x 4cm length, sterile. | 400
2070 | 2026/SPC/N/R/S/00384 | Y | 13707700 | Detachable Embolization Coil, 10 soft helical shape, size 5mm diameter x 10cm length, sterile. | 300
2071 | 2026/SPC/N/R/S/00384 | Y | 13707800 | Detacher for detachable embolization coils, sterile. | 300
2072 | 2026/SPC/N/R/S/00385 | N | 13707900 | Embolization Coil, stainless steel coil, MRI compatible, 0.89mm (0.035") dia guidewire compatible, 3mm dia x 2cm length | 165 | 365422023.4
2073 | 2026/SPC/N/R/S/00385 | Y | 13708000 | Embolization Coil, stainless steel coil, MRI compatible, 0.89mm (0.035") dia guidewire compatible, 4mm dia x 4cm length | 300
2074 | 2026/SPC/N/R/S/00385 | Y | 13708100 | Embolization Coil, stainless steel coil, MRI compatible, 0.89mm (0.035") dia guidewire compatible, 5mm dia x 5cm length | 250
2075 | 2026/SPC/N/R/S/00385 | Y | 13708101 | Embolization Coil, stainless steel coil, MRI compatible, 0.89mm (0.035") dia guidewire compatible, 8mm dia x 5cm length | 220
2076 | 2026/SPC/N/R/S/00385 | Y | 13708200 | Embolization material of Polyvinyl Alcohol (PVA) particles, particle size 100 - 240 microns, sterile. | 240
2077 | 2026/SPC/N/R/S/00385 | Y | 13708201 | Embolization material of Polyvinyl Alcohol (PVA) particles, particle size 250 - 350 microns, sterile. | 500
2078 | 2026/SPC/N/R/S/00385 | Y | 13708202 | Embolization material of Polyvinyl Alcohol (PVA) particles, particle size 355 - 490 microns, sterile. | 600
2079 | 2026/SPC/N/R/S/00385 | Y | 13708204 | Embolization material of Polyvinyl Alcohol (PVA) particles, particle size 700 - 990 microns, sterile. | 850
2080 | 2026/SPC/N/R/S/00385 | Y | 13708205 | Embolization material of Polyvinyl Alcohol (PVA) particles, particle size 1000 - 1400 microns, sterile. | 650
2081 | 2026/SPC/N/R/S/00385 | Y | 13708300 | Absorbable Gelatin Sponge, Gel foam type or similar, for temporary embolization, sterile. | 1300
2082 | 2026/SPC/N/R/S/00385 | Y | 13708800 | Connecting Tube, 8Fr-10Fr, lumen for high pressure, braided polyethelene with plastic luer lock fitting, 150cm | 35000
2083 | 2026/SPC/N/R/S/00385 | Y | 13708801 | Connecting Tube, size 8Fr-10Fr lumen for high pressure 60cm length | 100
2084 | 2026/SPC/N/R/S/00385 | Y | 13708900 | Biliary Drainage Set, complete set with size 10Fr x 40cm (approx.) length catheter with 32 side holes | 180
2085 | 2026/SPC/N/R/S/00385 | Y | 13708902 | Biliary Drainage Set, complete set with size 8Fr x 40cm length catheter with 32 side holes | 550
2086 | 2026/SPC/N/R/S/00385 | Y | 13709100 | Abscess Drainage Catheter Set, with size 8Fr x 25cm (approx.) length catheter, trocar stylet, introducer cannulas, luer | 1800
2087 | 2026/SPC/N/R/S/00385 | Y | 13709101 | Abscess Drainage Catheter Set, with size 10Fr x 25cm (approx.) length catheter, trocar stylet, introducer cannulas, luer | 800
2088 | 2026/SPC/N/R/S/00385 | Y | 13709800 | Transluminal Angioplasty Balloon Cath,5.8Fr, 0.89mm (0.035") dia guidewire compatible,75cm length, with 12mmx4cm balloon | 150
2089 | 2026/SPC/N/R/S/00385 | Y | 13709900 | Transluminal Angioplasty Balloon Cath,5.8Fr, 0.89mm (0.035") dia guidewire compatible,120cm length, with 8mmx4cm balloon | 150
2090 | 2026/SPC/N/R/S/00385 | Y | 13710000 | Transluminal Angioplasty Balloon Cath,5Fr, 0.97mm (0.038") dia guidewire compatible, 80cm length, with 4mmx2cm balloon | 50
2091 | 2026/SPC/N/R/S/00385 | Y | 13710100 | Transluminal Angioplasty Balloon Cath,5Fr, 0.89mm (0.035") dia guidewire compatible, 75cm length, with 4mmx2cm balloon | 60
2092 | 2026/SPC/N/R/S/00385 | Y | 13710101 | Transluminal Angioplasty Balloon Cath,5Fr, 0.89mm (0.035") dia guidewire compatible, 110cm length, with 4mmx2cm balloon | 60
2093 | 2026/SPC/N/R/S/00385 | Y | 13710300 | Transluminal Angioplasty Balloon Cath,5Fr, 0.89mm (0.035") dia guidewire compatible, 75cm length, with 5mmx2cm balloon | 15
2094 | 2026/SPC/N/R/S/00385 | Y | 13710301 | Transluminal Angioplasty Balloon Cath, 5Fr, 0.89mm (0.035") dia guidewire compatible, 110cm length, with 5mmx2cm balloon | 50
2095 | 2026/SPC/N/R/S/00385 | Y | 13710400 | Transluminal Angioplasty Balloon Cath, 5Fr, 0.97mm (0.038") dia guidewire compatible, 80cm length, with 5mmx2cm balloon | 50
2096 | 2026/SPC/N/R/S/00385 | Y | 13710500 | Transluminal Angioplasty Balloon Cath, 5Fr, 0.89mm (0.035") dia guidewire compatible, 110cm length, with 6mmx2cm balloon | 20
2097 | 2026/SPC/N/R/S/00385 | Y | 13710600 | Transluminal Angioplasty Balloon Cath, 5Fr, 0.89mm (0.035") dia guidewire compatible, 110cm length, with 8mmx2cm balloon | 30
2098 | 2026/SPC/N/R/S/00385 | Y | 13710700 | Transluminal Angioplasty Balloon Cath, 5Fr, 0.89mm (0.035") dia guidewire compatible, 110cm length, with 9mmx2cm balloon | 10
2099 | 2026/SPC/N/R/S/00385 | Y | 13710900 | Transluminal Angioplasty Balloon Cath, 5Fr, 0.89mm (0.035") dia guidewire compatible, 110cm length,with 11mmx2cm balloon | 10
2100 | 2026/SPC/N/R/S/00385 | Y | 13711000 | Transluminal Angioplasty Balloon Cath, 5Fr, 0.89mm (0.035") dia guidewire compatible, 110cm length,with 12mmx2cm balloon | 15
2101 | 2026/SPC/N/R/S/00385 | Y | 13711100 | Transluminal Angioplasty Balloon Cath, 5Fr, 0.89mm (0.035") dia guidewire compatible, 110cm length,with 13mmx2cm balloon | 5
2102 | 2026/SPC/N/R/S/00385 | Y | 13711200 | Transluminal Angioplasty Balloon Cath,5Fr, 0.89mm (0.035") dia guidewire compatible, 110cm length, with 14mmx2cm balloon | 5
2103 | 2026/SPC/N/R/S/00385 | Y | 13711300 | Transluminal Angioplasty Balloon Cath, 5Fr, 0.89mm (0.035") dia guidewire compatible, 110cm length,with 15mmx2cm balloon | 5
2104 | 2026/SPC/N/R/S/00385 | Y | 13711400 | Transluminal Angioplasty Balloon Cath,5Fr, 0.89mm (0.035") dia guidewire compatible, 110cm length,with 16mmx2cm balloon | 5
2105 | 2026/SPC/N/R/S/00385 | Y | 13711500 | Transluminal Angioplasty Balloon Cath, 5Fr, 0.89mm (0.035") dia guidewire compatible, 110cm length, with 4mmx4cm balloon | 50
2106 | 2026/SPC/N/R/S/00385 | Y | 13711700 | Transluminal Angioplasty Balloon Cath, 5Fr, 0.89mm (0.035") dia guidewire compatible, 110cm length, with 5mmx4cm balloon | 120
2107 | 2026/SPC/N/R/S/00385 | Y | 13711900 | Transluminal Angioplasty Balloon Cath, 5Fr, 0.89mm (0.035") dia guidewire compatible, 110cm length, with 8mmx4cm balloon | 220
2108 | 2026/SPC/N/R/S/00385 | Y | 13712500 | Transluminal Angioplasty Balloon Cath,5Fr, 0.89mm (0.035") dia guidewire compatible, 110cm length, with 14mmx4cm balloon | 5
2109 | 2026/SPC/N/R/S/00385 | Y | 13712801 | Transluminal Angioplasty Balloon Cath, 5Fr, 0.97mm (0.038") dia guidewire compatible, 120cm length, with 6mmx3cm balloon | 60
2110 | 2026/SPC/N/R/S/00385 | Y | 13712901 | Transluminal Angioplasty Balloon Cath, 5Fr, 0.89mm (0.035") dia guidewire compatible, 120cm length, with 6mmx3mm balloon | 2
2111 | 2026/SPC/N/R/S/00385 | Y | 13713100 | Dilatation Balloon Inflation Device, with pistol grip, 20ml (approx.) capacity. | 2500
2112 | 2026/SPC/N/R/S/00385 | Y | 13713200 | Percutaneous Billiary Stent, metal, self - expandable, size 10mm diameter x 6cm length, sterile. | 70
2113 | 2026/SPC/N/R/S/00385 | Y | 13713201 | Percutaneous Billiary Stent, metal, self - expandable, size 10mm diameter x 8cm length, sterile. | 90
2114 | 2026/SPC/N/R/S/00385 | Y | 13713202 | Percutaneous Billiary Stent, metal, self - expandable, size 10mm diameter x 10cm length, sterile. | 70
2115 | 2026/SPC/N/R/S/00385 | Y | 13713300 | Covered Stent, self-expandable, 6mm dia x 4cm length, 0.89mm (0.035") dia guidewire compatible, balloon mounted, 120cm | 300
2116 | 2026/SPC/N/R/S/00385 | Y | 13713301 | Covered Stent, self-expandable, 6mm dia x 10cm length, 0.89mm (0.035") dia guidewire compatible, balloon mounted, 120cm | 300
2117 | 2026/SPC/N/R/S/00386 | N | 13713400 | Covered Stent, self-expandable, 7mm dia x 6cm length, 0.89mm (0.035") dia guidewire compatible, balloon mounted, 120cm | 300 | 393329435.2
2118 | 2026/SPC/N/R/S/00386 | Y | 13713500 | Covered Stent, self-expandable, 8mm dia x 6cm length, 0.89mm (0.035") dia guidewire compatible, balloon mounted, 120cm | 250
2119 | 2026/SPC/N/R/S/00386 | Y | 13713501 | Covered Stent, self-expandable, 8mm dia x 10cm length, 0.89mm (0.035") dia guidewire compatible, balloon mounted, 120cm | 250
2120 | 2026/SPC/N/R/S/00386 | Y | 13713600 | Peripheral Stent, self expandable, size 7mm diameter x 4cm length, 0.89mm (0.035") dia guidewire compatible, sterile | 80
2121 | 2026/SPC/N/R/S/00386 | Y | 13713700 | Peripheral Stent, self-expandable,size 8mm diameter x 4cm length, 0.89mm (0.035") diameter guidewire compatible, sterile | 80
2122 | 2026/SPC/N/R/S/00386 | Y | 13713800 | Renal Stent, size 5mm diameter x 2cm length, balloon mounted, sterile. | 40
2123 | 2026/SPC/N/R/S/00386 | Y | 13713801 | Renal Stent, size 6mm diameter x 2cm length, balloon mounted, sterile. | 30
2124 | 2026/SPC/N/R/S/00386 | Y | 13713802 | Renal Stent, size 4mm diameter x 2cm length, balloon mounted, sterile. | 40
2125 | 2026/SPC/N/R/S/00386 | Y | 13713900 | Intracerebral Stent, revascularization device for flow restoration, size 4mm diameter x 20mm length, sterile. | 150
2126 | 2026/SPC/N/R/S/00386 | Y | 13713901 | Neuro Vascular Stent, Uncovered, self - expandable, size 2mm diameter x 10mm length, with compatible guidewire sterile. | 40
2127 | 2026/SPC/N/R/S/00386 | Y | 13713902 | Neuro Vascular Stent, Uncovered, self - expandable, size 4mm diameter x 10mm length, with compatible guidewire sterile. | 30
2128 | 2026/SPC/N/R/S/00387 | N | 13714000 | Intracranial Stent, neurovascular remodelling device, self - expanding, size 4mm diameter x 20mm length, sterile. | 12 | 232002076.68
2129 | 2026/SPC/N/R/S/00387 | Y | 13714001 | "Intracranial Stent, neurovascular remodelling device,4mm x 10mm " | 15
2130 | 2026/SPC/N/R/S/00387 | Y | 13714002 | "Intracranial Stent, neuro remodelling device,2mm x 10mm " | 15
2131 | 2026/SPC/N/R/S/00387 | Y | 13714106 | Intra Cerebral Clott Retrieval Device/Catheter, with access catheter, 6Fr cerebral guide catheter, sterile. | 80
2132 | 2026/SPC/N/R/S/00387 | Y | 13714202 | Introducer Sheath Long, for intravascular stent placement, size 8Fr, 80cm - | 12
2133 | 2026/SPC/N/R/S/00387 | Y | 13714500 | Inferior Vena Cava Filter with introducer set, for both femoral and jugular route, sterile. | 250
2134 | 2026/SPC/N/R/S/00387 | Y | 13714600 | Intravascular Foreign Body Retrieval Device, with size 3Fr catheter, 0.35mm (0.014") diameter guidewire, snare size 4mm, | 40
2135 | 2026/SPC/N/R/S/00387 | Y | 13714601 | Intravascular Foreign Body Retrieval Device, with size 6Fr catheter, 0.25mm (0.010") diameter guidewire, snare size 10mm | 60
2136 | 2026/SPC/N/R/S/00387 | Y | 13714800 | Infusion Catheter with side holes for thrombolysis, proximal/distal diameter 2.3Fr/7.0Fr, 0.35mm (0.014") dia guidewire | 5
2137 | 2026/SPC/N/R/S/00387 | Y | 13715901 | Guiding Catheter Renal, size 6Fr, angled, 1.75mm (0.070") diameter guidewire compatible, 55cm (approx.) length, sterile. | 80
2138 | 2026/SPC/N/R/S/00387 | Y | 13716000 | Transluminal Angioplasty Balloon Cath, 5Fr, 0.89mm (0.035") dia guidewire compatible, 110cm length, with 9mmx4cm balloon | 20
2139 | 2026/SPC/N/R/S/00387 | Y | 13716100 | Nephrostomy Drainage Set with locking loop | 1000
2140 | 2026/SPC/N/R/S/00387 | Y | 13716101 | Nephrostomy Drainage Set with locking loop, containing; pigtail drainage | 400
2141 | 2026/SPC/N/R/S/00387 | Y | 13733501 | Breast localization needle 21GX10cm | 1000
2142 | 2026/SPC/N/R/S/00387 | Y | 13740001 | Fully Automated Biopsy Needle Set with coaxial introducer size 14G x 10cm length needle and 10cm length introducer. | 1200
2143 | 2026/SPC/N/R/S/00387 | Y | 13740003 | Fully Automated Biopsy Needle Set with coaxial introducer , size 16G x 10cm length needle and 10cm length introducer. | 800
2144 | 2026/SPC/N/R/S/00387 | Y | 13740004 | Fully Automated Biopsy Needle Set with coaxial introducer, size 16G x 15cm length needle and 15cm length introducer. | 800
2145 | 2026/SPC/N/R/S/00387 | Y | 13740201 | Semi Automated Biopsy Needle Set with coaxial introducer size 18G x 10cm length needle and 10cm length introducer. | 300
2146 | 2026/SPC/N/R/S/00387 | Y | 13740202 | Semi Automated Biopsy Needle Set with coaxial introducer , size 18G x 15cm length needle and 15cm length introducer. | 800
2147 | 2026/SPC/N/R/S/00387 | Y | 13740203 | Semi Automated Biopsy Needle Set with coaxial introducer size 20G x 10cm length needle and 10cm length introducer. | 50
2148 | 2026/SPC/N/R/S/00387 | Y | 13740401 | Prostate Biopsy Needle Set size 18G x 25cm length needle and 25cm length introducer, sterile fully Automated. | 500
2149 | 2026/SPC/N/R/S/00387 | Y | 13740801 | Semi automated Biopsy Needle , adjustable size 18G x 10cm (approx.) length, stainless steel, sterile. | 500
2150 | 2026/SPC/N/R/S/00387 | Y | 13741001 | Aspiration biopsy needle,beveled edges size 15Gx10cm | 200
2151 | 2026/SPC/N/R/S/00387 | Y | 13741002 | Aspiration biopsy needle,beveled edges size 15Gx15cm | 300
2152 | 2026/SPC/N/R/S/00387 | Y | 13741004 | Aspiration biopsy needle,beveled edges size 18Gx15cm | 500
2153 | 2026/SPC/N/R/S/00387 | Y | 13741201 | Vaccum assisted biopsy needle,9Gx20cm length with aperture 20mm and 12mm. | 30
2154 | 2026/SPC/N/R/S/00391 | N | 16000001 | Parrafine Wax for wax bath, Melting point 45- 500C ,500g (approx.) | 250000 | 5135000
2155 | 2026/SPC/N/R/S/00391 | Y | 16000101 | Professional resistance band, Thera band type or similar, Yellow ,length 10M, width 5cm | 600
2156 | 2026/SPC/N/R/S/00391 | Y | 16000102 | Professional resistance band, Thera band type or similar Green, length 10M, width 5cm | 700
2157 | 2026/SPC/N/R/S/00391 | Y | 16000103 | Professional resistance band, Thera band type or similar Red, length 10M, width 5cm | 800
2158 | 2026/SPC/N/R/S/00391 | Y | 16000104 | Professional resistance band, Thera band type or similar Blue, length 10M, width 5cm | 900
2159 | 2026/SPC/N/R/S/00391 | Y | 16000105 | Professional resistance band, Thera band type or similar Purple, length 10M, width 5cm | 700
2160 | 2026/SPC/N/R/S/00391 | Y | 16000106 | Professional resistance band, Thera band type or similar Silver, length 10M, width 5cm | 350
2161 | 2026/SPC/N/R/S/00391 | Y | 16000201 | Stretch band ,Green, length 40-41" and width 2-3" | 600
2162 | 2026/SPC/N/R/S/00391 | Y | 16000202 | Stretch band Red, length 40-41"and width 2-3" | 500
2163 | 2026/SPC/N/R/S/00391 | Y | 16000203 | Stretch band Yellow, length 40-41" and width 2-3" | 500
2164 | 2026/SPC/N/R/S/00391 | Y | 16000204 | Stretch band Blue, length 40-41" and width 2-3" | 600
2165 | 2026/SPC/N/R/S/00391 | Y | 16000501 | Kinesiotape or similar product,5M length ,5cm width | 7000
2166 | 2026/SPC/N/R/S/00391 | Y | 16000601 | Rigid tape, length 13-15M,3-5cm width | 1200
2167 | 2026/SPC/N/R/S/00391 | Y | 16001201 | Hot/cold gel pack 125-135mm width, length 260mm-280mm | 600
2168 | 2026/SPC/N/R/S/00391 | Y | 16002001 | Acupuncture needles,0.25Gage,13mm Length | 10000
2169 | 2026/SPC/N/R/S/00391 | Y | 16002002 | Acupuncture needles,0.25Gage,25mm Length | 10000
2170 | 2026/SPC/N/R/S/00391 | Y | 16002003 | Acupuncture needles,0.25Gage,40mm length | 8000
2171 | 2026/SPC/N/R/S/00391 | Y | 16002004 | Acupuncture needles,0.25Gage,60mm length | 3000
2172 | 2026/SPC/N/R/S/00391 | Y | 16002005 | Acupuncture needles,0.25Gage,90mm length | 4500
2173 | 2026/SPC/N/R/S/00417 | N | 18406001 | Universal Tray adhesive | 60 | 2260000
2174 | 2026/SPC/N/R/S/00417 | Y | 18406101 | vinyl polysiloxane impression material putty 92 x 610ml | 10
2175 | 2026/SPC/N/R/S/00417 | Y | 18406201 | vaccum formed retainer sheet 1mm | 1600
2176 | 2026/SPC/N/R/S/00420 | N | 20400714 | Needle Holder Mayo - Hegar, straight, tungton carbide inserted, narrow smooth jaws, box joint, 150mm (approx.) length, | 350 | 3056822.2
2177 | 2026/SPC/N/R/S/00420 | Y | 20410101 | Needle holder, Baby-Crile-Wood type or similar, with 0.3mm serrated jaws | 60
2178 | 2026/SPC/N/R/S/00392 | N | 20100103 | Artery (Haemostatic) Forceps Crile type, ( or similar) curved, serrated jaws, 140mm (approx.) length, stainless steel. | 700 | 99716916.5
2179 | 2026/SPC/N/R/S/00392 | Y | 20100201 | Forceps artery Cushing str. 145mm | 700
2180 | 2026/SPC/N/R/S/00392 | Y | 20100202 | Artery (Haemostatic) Forceps Cushing type, curved, fine half serrated jaws, box joint, 145mm (approx) length,ss | 650
2181 | 2026/SPC/N/R/S/00392 | Y | 20100301 | Artery (Haemostatic) Forceps Dunhill type, ( or similar) curved, serrated jaws, box joint, 125mm (approx.) length, ss | 550
2182 | 2026/SPC/N/R/S/00392 | Y | 20100402 | Artery (Haemostatic) Forceps Mosquito type, ( or similar) straight, serrated jaws, box joint, 125mm (approx.) length, | 3000
2183 | 2026/SPC/N/R/S/00392 | Y | 20100403 | Artery (Haemostatic) Forceps Mosquito type, (or similar) curved, serrated jaws, box joint, 125mm (approx.) length, ss | 4000
2184 | 2026/SPC/N/R/S/00392 | Y | 20100451 | Artery (Haemostatic) Forceps Baby Mosquito type, delicate, curved, serrated jaws, 100mm (approx.) length, stainless st. | 850
2185 | 2026/SPC/N/R/S/00392 | Y | 20100601 | Forceps artery Moyinihan cvd. 145mm | 1000
2186 | 2026/SPC/N/R/S/00392 | Y | 20100701 | Artery (Haemostatic) Forceps Nissen type, ( or similar) delicate, curved, serrated jaws, 185mm (approx.) length. ss | 400
2187 | 2026/SPC/N/R/S/00392 | Y | 20100801 | Forceps artery Spencer Wells type,(or similar) straight, serrated jaws, box joint, 125mm(approx.) length, stainless st. | 1500
2188 | 2026/SPC/N/R/S/00392 | Y | 20100802 | Forceps artery Spencer Wells type,(or similar) straight, serrated jaws, box joint, 150mm (approx.) length, stainless st. | 3500
2189 | 2026/SPC/N/R/S/00392 | Y | 20100803 | Forceps artery Spencer Wells type,(or similar) straight, serrated jaws, box joint, 175mm (approx.) length, stainless st. | 1700
2190 | 2026/SPC/N/R/S/00392 | Y | 20100804 | Artery Forceps S.Wells type(or similar)straight,200mm(approx) | 800
2191 | 2026/SPC/N/R/S/00392 | Y | 20100805 | Forceps artery Spencer Wells type,(or similar) straight, serrated jaws, box joint, 230mm (approx.) length, stainless st. | 400
2192 | 2026/SPC/N/R/S/00392 | Y | 20100806 | Forceps artery S.Wells curved, serrated jaws, box joint, 125mm (approx.) length, stainless steel. | 300
2193 | 2026/SPC/N/R/S/00392 | Y | 20100807 | Artery Forceps S.Wells type,cvd,150mm(approx) | 900
2194 | 2026/SPC/N/R/S/00392 | Y | 20100808 | Artery Forceps S.Wells type(or similar),curved,200mm(approx) | 200
2195 | 2026/SPC/N/R/S/00392 | Y | 20100901 | Forceps artery Sawtell cof. 175mm | 800
2196 | 2026/SPC/N/R/S/00392 | Y | 20101500 | Artery (Haemostatic) Forceps Roberts type, ( or similar) curved, serrated jaws, 230mm (approx.) length. | 250
2197 | 2026/SPC/N/R/S/00392 | Y | 20101501 | Artery (Haemostatic) Forceps Roberts type, ( or similar) straight, serrated jaws, 230mm (approx.) length. | 300
2198 | 2026/SPC/N/R/S/00392 | Y | 20101802 | Clamp Bulldog Dieffenbach type, (or similar) straight, 12 mm (approx.) serrated jaws, 38mm total length, stainless steel | 175
2199 | 2026/SPC/N/R/S/00392 | Y | 20102500 | Artery (Haemostatic) Forceps Kocher type, (or similar) curved, serrated jaws, box joint, 140mm/150mm (approx.) length | 250
2200 | 2026/SPC/N/R/S/00392 | Y | 20102600 | Artery (Haemostatic) Forceps Kocher type, straight, serrated jaws, box joint, 140mm/150mm (approx.) length,ss | 250
2201 | 2026/SPC/N/R/S/00392 | Y | 20102601 | Artery (Haemostatic) Forceps Kocher type, (or similar) straight, serrated jaws, box joint, 200mm (approx.) length | 150
2202 | 2026/SPC/N/R/S/00392 | Y | 20103101 | Artery Forceps Lahey type,( or similar)angled,long.sr.jaws,225mm | 50
2203 | 2026/SPC/N/R/S/00394 | N | 20200801 | Tissue Forceps Allis type, ( or similar) jaws with 3 x 4 teeth, box joint, 150mm (approx.) length, stainless steel. | 1000 | 14462759.4
2204 | 2026/SPC/N/R/S/00394 | Y | 20201408 | Dissecting Forceps, fine, Adson type or similar, serrated jaws, 120mm (approx.) length, stainless steel. | 100
2205 | 2026/SPC/N/R/S/00394 | Y | 20201723 | Tissue forceps, standard pattern, 1 x 2 teeth, 300mm (approx.) length, stainless steel. | 20
2206 | 2026/SPC/N/R/S/00394 | Y | 20201724 | Tissue forceps, standard pattern, 1 x 2 teeth, 250mm (approx.) length, stainless steel. | 20
2207 | 2026/SPC/N/R/S/00394 | Y | 20206601 | Forcep fine,Adson 1x2 toothed,120mm | 150
2208 | 2026/SPC/N/R/S/00396 | N | 21501502 | Lachrymal Cannula, Lang type or similar, curved, blunt tip, open, size 25G, 40mm length, stainless steel. | 145 | 28397217.92
2209 | 2026/SPC/N/R/S/00396 | Y | 21501801 | Bimannual Irrigation and Aspiration Cannula 23 G,stainless steel | 300
2210 | 2026/SPC/N/R/S/00396 | Y | 21501802 | Coaxial Irrigation and Aspiration Cannula 23 G,stainless steel. | 120
2211 | 2026/SPC/N/R/S/00396 | Y | 21501900 | Clamp Chalazion with locking thumb screw, 20mm curette, 1mm cup, stainless steel. | 118
2212 | 2026/SPC/N/R/S/00396 | Y | 21501901 | Clamp Chalazion with locking thumb screw, 26mm curette, 2mm cup, stainless steel. | 100
2213 | 2026/SPC/N/R/S/00396 | Y | 21502100 | Lachrymal Dilator Infant, delicate tapered, 23mm length, stainless steel. | 60
2214 | 2026/SPC/N/R/S/00396 | Y | 21502400 | Cilia Forceps, Barraquer type or similar, 8.5cm (approx.), stainless steel. | 65
2215 | 2026/SPC/N/R/S/00396 | Y | 21502401 | Cilia Forceps, Barraquer type or similar, 8.5cm (approx.), titanium. | 70
2216 | 2026/SPC/N/R/S/00396 | Y | 21502500 | Micro Colibri Forcecps, Barraquer type or similar, 0.3mm tip, 1 x 2 teeth with tying platform, stainless steel. | 330
2217 | 2026/SPC/N/R/S/00396 | Y | 21502501 | Micro Colibri Forcecps, Barraquer type or similar, 0.3mm tip, 1 x 2 teeth with tying platform, titanium. | 350
2218 | 2026/SPC/N/R/S/00396 | Y | 21502600 | Capsulorrhexis Forceps, round body, standard shank, 11mm shank length, extremely thin, standard tips. | 310
2219 | 2026/SPC/N/R/S/00396 | Y | 21502700 | Corneal Suture Forceps, Castroviejo type or similar, 6mm tying platform, stainless steel. | 200
2220 | 2026/SPC/N/R/S/00396 | Y | 21502701 | Corneal Suture Forceps, Castroviejo type or similar, 6mm tying platform, titanium. | 200
2221 | 2026/SPC/N/R/S/00396 | Y | 21502901 | Corneal Suture Forceps, St Martin type or similar, 0.15 mm tip, fine teeth, titanium. | 250
2222 | 2026/SPC/N/R/S/00396 | Y | 21502902 | Corneal Suture Forceps, St Martin type or similar, 0.4 mm tip, fine teeth, titanium. | 220
2223 | 2026/SPC/N/R/S/00396 | Y | 21503000 | Corneoscleral Forceps, Barraquer Colibri type or similar, 0.4mm tip, 1 x 2 teeth, with tying platform 7mm | 230
2224 | 2026/SPC/N/R/S/00396 | Y | 21503100 | Corneal Suture Forceps, Barraquer Colibri type or similar, 0.12mm tip, 1 x 2 teeth, with tying platform 7mm | 220
2225 | 2026/SPC/N/R/S/00396 | Y | 21503101 | Corneal Suture Forceps, Barraquer Colibri type or similar, straight, 0.12mm tip, | 150
2226 | 2026/SPC/N/R/S/00396 | Y | 21503102 | Corneal Suture Forceps, Barraquer Colibri type or similar, curved, 0.12mm tip | 150
2227 | 2026/SPC/N/R/S/00396 | Y | 21503201 | Colibri Forceps, Pierse Hoskin type or similar, 0.1mm tip, 1x1 teeth, titanium. | 190
2228 | 2026/SPC/N/R/S/00396 | Y | 21503300 | Corneal Punch, to accept disposable corneal trephines, with stainless base and PTFE punch block. | 50
2229 | 2026/SPC/N/R/S/00396 | Y | 21503400 | Entropian Forceps, Snellen type or similar, right solid lower plate, open upper plate, with locking thumb screw | 50
2230 | 2026/SPC/N/R/S/00396 | Y | 21503500 | Intra Ocular Foreign Body Forceps,20G shaft, 45 degrees angled tip, stationary distal jaw, 2.0mm jaws, 160mm length | 45
2231 | 2026/SPC/N/R/S/00396 | Y | 21503501 | Intra Ocular Foreign Body Forceps, size 20G shaft, 45 degrees angled tip, basket type jaw, 2.0mm jaws, 160mm (approx.) | 30
2232 | 2026/SPC/N/R/S/00396 | Y | 21503802 | Iris Forceps, curved, 70mm length, titanium. | 60
2233 | 2026/SPC/N/R/S/00396 | Y | 21503803 | Iris Forceps, straight, 70mm length, titanium. | 65
2234 | 2026/SPC/N/R/S/00396 | Y | 21503900 | Suture Tying Forceps, Kelmen Mcpherson type or similar, straight, with 4mm tying platform, Titanium. | 260
2235 | 2026/SPC/N/R/S/00396 | Y | 21503901 | Suture Tying Forceps, Kelmen Mcpherson type or similar, angled, 10mm shaft with 4mm tying platform, Titanium. | 140
2236 | 2026/SPC/N/R/S/00396 | Y | 21504001 | Suture Tying Forceps, Mcpherson type or similar, angled shaft, with 8mm tying platform, stainless steel. | 200
2237 | 2026/SPC/N/R/S/00396 | Y | 21504002 | Suture Tying Forceps, Mcpherson type or similar, angled shaft, with 8mm tying platform, titanium. | 140
2238 | 2026/SPC/N/R/S/00396 | Y | 21504003 | Suture Tying Forceps, Mcpherson type or similar, straight smooth jaws, with 5mm tying platform, titanium. | 200
2239 | 2026/SPC/N/R/S/00396 | Y | 21504503 | Trabeculectomy Punch, Kelley type or similar, stainless steel. | 60
2240 | 2026/SPC/N/R/S/00396 | Y | 21504600 | Suture Forceps,Moorfield type or similar, stainless steel. | 210
2241 | 2026/SPC/N/R/S/00396 | Y | 21504800 | Lens Manupilating Hook, Sinsky type or similar, 0.15 mm diameter, blunt tip, angled, stainless steel. | 250
2242 | 2026/SPC/N/R/S/00396 | Y | 21504900 | Strabismus Hook, small, Jameson type or similar, stainless steel. | 150
2243 | 2026/SPC/N/R/S/00396 | Y | 21504901 | Strabismus Hook, large, Jameson type or similar, stainless steel. | 55
2244 | 2026/SPC/N/R/S/00396 | Y | 21504902 | Strabismus Hook, large, graefe type or similar, stainless steel. | 70
2245 | 2026/SPC/N/R/S/00396 | Y | 21504903 | Strabismus Hook, small, graefe type or similar, stainless steel. | 60
2246 | 2026/SPC/N/R/S/00398 | N | 20101101 | Forceps artery diath. W.Hey cof.150mm | 50 | 6286559.9
2247 | 2026/SPC/N/R/S/00398 | Y | 20101801 | Clamp Bulldog Dieffenbach type,(or similar) straight, 16 mm (approx.) serrated jaws, 48mm total length, stainless steel | 250
2248 | 2026/SPC/N/R/S/00398 | Y | 20102501 | Artery (Haemostatic) Forceps Kocher type, (or similar) curved, serrated jaws, box joint, 200mm (approx.) length | 90
2249 | 2026/SPC/N/R/S/00398 | Y | 20200601 | Dissecting Forceps Standard type, ( or similar) straight points, serrated jaws, 125mm (approx.) length, stainless steel. | 400
2250 | 2026/SPC/N/R/S/00398 | Y | 20202403 | Tissue Grasping Forceps, Duval type or similar, large blade, 200mm (approx.) length, stainless steel. | 15
2251 | 2026/SPC/N/R/S/00398 | Y | 20300904 | Scissors Iris (cottle masing), both points blunt, curved, 90-115mm length, stainless steel. | 380
2252 | 2026/SPC/N/R/S/00398 | Y | 20306501 | Scissors Excision, curved on flat, 15mm cutting length, stainless steel. | 50
2253 | 2026/SPC/N/R/S/00398 | Y | 20307201 | Micro dissecting scissor Blondeel,180mm, round handle, curved blade, 8mm dia. 11mm long ring handle | 5
2254 | 2026/SPC/N/R/S/00398 | Y | 20500105 | Malleable Retractor 40-50mm wide, 300mm length, stainless steel | 25
2255 | 2026/SPC/N/R/S/00398 | Y | 20607201 | Forceps Gall Stone Desjardins type,(or similar) 225mm (approx.) length, stainless steel. | 40
2256 | 2026/SPC/N/R/S/00398 | Y | 20607202 | Forceps Gall Stone Desjardins type, ( or similar) 240mm (approx.) length, stainless steel. | 25
2257 | 2026/SPC/N/R/S/00398 | Y | 22402301 | Saw with Fixed Back, post mortem, round end, 250mm length blade, stainless steel. | 30
2258 | 2026/SPC/N/R/S/00400 | N | 13701200 | Angiographic Catheter, pigtail type, paediatric size 4Fr with 4 side ports, 0.89mm (0.035") dia, 50cm - 60cm length | 90 | 212359705.7
2259 | 2026/SPC/N/R/S/00400 | Y | 13701400 | Guiding Catheter, multipurpose type, size 7Fr, maximum guidewire size 1.9mm (0.075") dia, 90cm (approx.) length | 65
2260 | 2026/SPC/N/R/S/00400 | Y | 13701500 | Guiding Catheter Cerebral, size 6Fr, angled, 1.60mm (0.064") dia guidewire compatible, 90cm (approx.) length, sterile | 600
2261 | 2026/SPC/N/R/S/00400 | Y | 13704800 | Spinal Needle lumbarpuncture/ FNAC, 22G | 2400
2262 | 2026/SPC/N/R/S/00400 | Y | 13706801 | Catheter Introducer Set,A,7Fr, side arm & haemo.valve,intro.dilator,0.97mm (0.038") dia,angled (J tip)guidewire,25cm | 150
2263 | 2026/SPC/N/R/S/00400 | Y | 13707102 | Detachable Embolization Coil, 10 3D shape, size 4mm diameter x 8cm length, sterile. | 450
2264 | 2026/SPC/N/R/S/00400 | Y | 13707104 | Detachable Embolization Coil, 10 3D shape, size 6mm diameter x 10cm length, sterile. | 300
2265 | 2026/SPC/N/R/S/00400 | Y | 13708203 | Embolization material of Polyvinyl Alcohol (PVA) particles, particle size 500 - 690 microns, sterile. | 800
2266 | 2026/SPC/N/R/S/00400 | Y | 13710200 | Transluminal Angioplasty Balloon Cath,5Fr, 0.45mm (0.018") dia guidewire compatible, 80cm length, with 4mmx2cm balloon | 10
2267 | 2026/SPC/N/R/S/00400 | Y | 13710800 | Transluminal Angioplasty Balloon Cath, 5Fr, 0.89mm (0.035") dia guidewire compatible, 110cm length,with 10mmx2cm balloon | 25
2268 | 2026/SPC/N/R/S/00400 | Y | 13711600 | Transluminal Angioplasty Balloon Cath, 5Fr, 0.45mm (0.018") dia guidewire compatible, 80cm length,with 4mmx4cm balloon | 150
2269 | 2026/SPC/N/R/S/00400 | Y | 13711800 | Transluminal Angioplasty Balloon Cath, 5Fr, 0.89mm (0.035") dia guidewire compatible, 110cm length, with 6mmx4cm balloon | 150
2270 | 2026/SPC/N/R/S/00400 | Y | 13712900 | Transluminal Angioplasty Balloon Cath, 5Fr, 0.89mm (0.035") dia guidewire compatible, 75cm length, with 6mmx2cm balloon | 5
2271 | 2026/SPC/N/R/S/00402 | N | 20800101 | Rectal Speculum Pratt type, with set screw, size (approx) 25mm dia. x 80mm, 205mm total length,stainless steel | 40 | 14283251.56
2272 | 2026/SPC/N/R/S/00402 | Y | 20800102 | Speculum rectal Gabriel | 130
2273 | 2026/SPC/N/R/S/00402 | Y | 20800103 | Rectal Speculum Graeme Anderson, with obturator, 19mm lumen, chromium plated, 190mm ( approx. ) length. | 15
2274 | 2026/SPC/N/R/S/00402 | Y | 20800104 | Rectal Speculum Kelly type,(or similar) with tapering obturator, adult size, 25mm dia.x 60mm (approx.) length. ss | 18
2275 | 2026/SPC/N/R/S/00402 | Y | 20800105 | Rectal Speculum Mathieu type,(or similar) with set screw, size (approx.) 15mm dia. x 90mm, 200mm total (approx.) ,ss | 10
2276 | 2026/SPC/N/R/S/00402 | Y | 20800107 | Eissenhammer Rectal Speculum | 30
2277 | 2026/SPC/N/R/S/00402 | Y | 20800301 | Rigid Sigmoidoscope complete set with light source | 18
2278 | 2026/SPC/N/R/S/00402 | Y | 20800302 | Rubber Bellows for rigid sigmoidoscope | 8
2279 | 2026/SPC/N/R/S/00402 | Y | 20800400 | Syringe haemorrhoidal Gabriel set | 40
2280 | 2026/SPC/N/R/S/00402 | Y | 20800401 | Syringe enema rubber | 20
2281 | 2026/SPC/N/R/S/00402 | Y | 20800602 | Rectal Biopsy Forceps Yeomen type, (or similar) basket jaw, 420mm (approx.) length. Stainless steel. | 20
2282 | 2026/SPC/N/R/S/00402 | Y | 20800701 | Fistula Director with probe tip, 140mm (approx.) length, stainless steel. | 40
2283 | 2026/SPC/N/R/S/00402 | Y | 20800702 | Fistula Director Lockhart Mummery type, ( or similar) straight, ( No. 1) stainless steel. | 50
2284 | 2026/SPC/N/R/S/00402 | Y | 20800703 | Fistula Director Lockhart Mummery type, ( or similar) 45 degrees angled, ( No. 2) stainless steel. | 10
2285 | 2026/SPC/N/R/S/00402 | Y | 20800704 | Fistula Director Lockhart Mummery type, ( or similar) 90 degrees angled, ( No. 3) stainless steel. | 15
2286 | 2026/SPC/N/R/S/00402 | Y | 20800705 | Fistula Director Lockhart Mummery type ( or similar), retrograde curve, ( No. 4) stainless steel. | 15
2287 | 2026/SPC/N/R/S/00402 | Y | 20800901 | Needle Angled for use with Gabriel haemorrhoidal syringe, 100mm (approx.) length, reusable, unsterile. | 16
2288 | 2026/SPC/N/R/S/00402 | Y | 20800902 | Needle Straight for use with Gabriel haemorrhoidal syringe, 100mm (approx.) length, reusable, unsterile. | 4
2289 | 2026/SPC/N/R/S/00402 | Y | 20800903 | Needle Straight for use with Gabriel haemorrhoidal syringe, 76mm (approx.) length, reusable, unsterile. | 5
2290 | 2026/SPC/N/R/S/00402 | Y | 20801001 | "Rectal Spreader, Parks modification Girona type,(or similar),150mm spread, blade size 70mm x 40mm,210mm total length,ss | 4
2291 | 2026/SPC/N/R/S/00406 | N | 21601901 | Cutaneous Hook, Guthrie, 150mm-180 length, sharp stainless steel. | 10 | 0
2292 | 2026/SPC/N/R/S/00406 | Y | 21601903 | Cutaneous double Hook,sharp, Guthrie, 150mm-180mm length, tip distance 3mm stainless steel | 30
2293 | 2026/SPC/N/R/S/00407 | N | 20900600 | Haemostatic Forceps Green Armytage straight for lower segment caesarian 210mm length | 300 | 39077616.1
2294 | 2026/SPC/N/R/S/00407 | Y | 20900700 | Obstetric Forceps Wrigley type 300mm length | 10
2295 | 2026/SPC/N/R/S/00407 | Y | 20900901 | Uterine Vulsellum Forceps St. Martin type, curved, 2 x 2 teeth jaws, 230mm length | 200
2296 | 2026/SPC/N/R/S/00407 | Y | 20900902 | Uterine Vulsellum Forceps, straight, 2 x 2 teeth jaws, 240mm (approx.) length, stainless steel. | 100
2297 | 2026/SPC/N/R/S/00407 | Y | 20900903 | "Uterine Vulsellum Forceps St. Martin type, straight, 1 x 1 teeth jaws, 240mm (approx.) length, stainless steel | 60
2298 | 2026/SPC/N/R/S/00407 | Y | 20901400 | Cervical Biopsy Punch Forceps Leech Wilkinson type with basket jaws to retain specimen, 200mm | 70
2299 | 2026/SPC/N/R/S/00407 | Y | 20901501 | Screws Mayoma Doyen type (or similar), 150mm (approx.) length, stainless steel. | 45
2300 | 2026/SPC/N/R/S/00407 | Y | 20901502 | Screws Mayoma Doyen type, 190mm length | 15
2301 | 2026/SPC/N/R/S/00407 | Y | 20901601 | Vaginal Speculum Cusco type with folding handle, Medium size, blades 100mm long x 30mm wide at distal end. | 2000
2302 | 2026/SPC/N/R/S/00407 | Y | 20901602 | Vaginal Speculum Cusco type with folding handle, Large size, blades 110mm long x 35mm wide at distal end. | 1000
2303 | 2026/SPC/N/R/S/00407 | Y | 20901700 | Vaginal Speculum Sims type double ended, duckbill blade, Small size, blades 21mm x 24mm, 130mm length. | 250
2304 | 2026/SPC/N/R/S/00407 | Y | 20902501 | Obstetric Forceps Simpson type, (or similar), for Lower Segment Caeserian Surgery, 235mm (approx.) length | 25
2305 | 2026/SPC/N/R/S/00407 | Y | 20902600 | Uterine Curette Bumm type (or similar), malleable, blunt ended, 21.5mm width, 290mm (approx.) length, stainless steel. | 40
2306 | 2026/SPC/N/R/S/00407 | Y | 20902701 | Parametrium Scissors Kieback type, (or similar), right angled blades, 240mm (approx.) length, stainless steel. | 20
2307 | 2026/SPC/N/R/S/00407 | Y | 20903001 | Hysterectomy Forceps Faure type (or similar), curved, 1 x 2 teeth jaw, 205mm (approx.) length. Stainless steel. | 40
2308 | 2026/SPC/N/R/S/00407 | Y | 20903002 | Hysterectomy Forceps Faure type (or similar), angled, 1 x 2 teeth jaw, 205mm (approx.) length. Stainless steel. | 20
2309 | 2026/SPC/N/R/S/00407 | Y | 20903003 | Hysterectomy Forceps Faure type (or similar), curved, 1 x 2 teeth, serrated jaw, 235mm (approx.) length. Stainless steel | 25
2310 | 2026/SPC/N/R/S/00409 | N | 18000110 | Gutta Percha Points for root canal filling. ISO size 20 in Individual pack. | 1000 | 35156605.4
2311 | 2026/SPC/N/R/S/00409 | Y | 18000111 | Gutta Percha Points for root canal filling. ISO size 25 in Individual pack. | 1150
2312 | 2026/SPC/N/R/S/00409 | Y | 18000113 | Greater taper GP points size F1 | 1600
2313 | 2026/SPC/N/R/S/00409 | Y | 18000114 | Greater taper GP points size F2 | 2700
2314 | 2026/SPC/N/R/S/00409 | Y | 18000115 | Greater taper GP points size F3 | 1250
2315 | 2026/SPC/N/R/S/00409 | Y | 18000405 | Silver diamine Fluoride (SDF) liquid 38% | 80
2316 | 2026/SPC/N/R/S/00409 | Y | 18000502 | Fissure Sealants Light Cure clear composites. | 1000
2317 | 2026/SPC/N/R/S/00409 | Y | 18001004 | Dental Prophylactic Paste, containing fluoride, 250g (Approx.) jar. | 2000
2318 | 2026/SPC/N/R/S/00409 | Y | 18001110 | Glass Ionomer Restorative Material for ART technique. Pack containing powder, liquid, mixing pad and scoop. | 2000
2319 | 2026/SPC/N/R/S/00409 | Y | 18001212 | Universal Shade, Posterior light curing composite resin. | 1500
2320 | 2026/SPC/N/R/S/00409 | Y | 18002202 | Polishing and Finishing Strips | 1640
2321 | 2026/SPC/N/R/S/00409 | Y | 18003304 | Zinc Phosphate Cement Liquid, 15ml - 25ml with Zinc Phosphate Cement Powder, 25g - 30g. | 500
2322 | 2026/SPC/N/R/S/00418 | N | 14501701 | Transparent Dressing for Catheter Fixation (6cm-6.5cm) x 7cm | 20000 | 969600
2323 | 2026/SPC/N/R/S/00423 | N | 18506403 | Bracket, MBT type system 0.022, twin with canine hook, Lower canine to canine (6 pieces per kit) | 2000 | 8807895
2324 | 2026/SPC/N/R/S/00423 | Y | 18507505 | Lower 1st Molar Bands 0.022, assortment Kit of 600 bands. | 200
2325 | 2026/SPC/N/R/S/00423 | Y | 18507509 | Upper 1st Molar Bands,0.022,triple tube,Kit of 600 bands | 550
2326 | 2026/SPC/N/R/S/00410 | N | 20900101 | Cannula intr.uterine Wilkinson 10mm | 30 | 41183461.7
2327 | 2026/SPC/N/R/S/00410 | Y | 20900102 | Cannula intr.uterine Wilkinson 13mm | 30
2328 | 2026/SPC/N/R/S/00410 | Y | 20900103 | Cannula intr.uterine Wilkinson 16mm | 15
2329 | 2026/SPC/N/R/S/00410 | Y | 20900300 | Uterine Curette Sims, double ended with sharp and blunt ends, size 6mm, 265mm | 40
2330 | 2026/SPC/N/R/S/00410 | Y | 20900400 | Cervix Dilators Hegar,double ended, set of 8 sizes, sizes from 3mm &4mm dia. to 17mm &18mm dia,195mm length | 10
2331 | 2026/SPC/N/R/S/00410 | Y | 20901701 | Vaginal Speculum Sims type double ended, duckbill blade, Medium size, blades 27mm x 30mm, 130mm length. | 200
2332 | 2026/SPC/N/R/S/00410 | Y | 20901702 | Vaginal Speculum Sims type double ended, duckbill blade, Large size, blades 29mm x 30mm, 130mm length. | 140
2333 | 2026/SPC/N/R/S/00410 | Y | 20901800 | Nurse Stethoscope Littmann type | 1000
2334 | 2026/SPC/N/R/S/00410 | Y | 20901801 | Foetal Stethoscope Pinnard type (or similar), plastic , 140mm (approx.) length. | 450
2335 | 2026/SPC/N/R/S/00410 | Y | 20902001 | Uterine Sound Simpson type 290mm length | 500
2336 | 2026/SPC/N/R/S/00410 | Y | 20902401 | Uterine Curette Recamier type (or similar), rigid, sharp ended, 4.5mm width, 300mm (approx.) length, stainless steel. | 45
2337 | 2026/SPC/N/R/S/00410 | Y | 20902402 | Uterine Curette Recamier type (or similar), rigid, sharp ended, 7.5mm width, 300mm (approx.) length, stainless steel. | 40
2338 | 2026/SPC/N/R/S/00410 | Y | 20903301 | Hand Held Doppler for foetal heart monitoring with digital display, | 260
2339 | 2026/SPC/N/R/S/00412 | N | 20501303 | Retractor Double Hook, sharp, 180mm (approx.) length, stainless steel. | 55 | 27009491.83
2340 | 2026/SPC/N/R/S/00412 | Y | 20507901 | Retractor Vessel Desmarre type, ( or similar) blade size (approx.) 9x12mm, 140mm (approx.) length, stainless steel. | 8
2341 | 2026/SPC/N/R/S/00412 | Y | 22300108 | PORTABLE SPRING BALANCE SCALE WITH TROUSERS | 700
2342 | 2026/SPC/N/R/S/00412 | Y | 22300302 | Bed Pan, seamless, perfection type with handle, 355mm (approx.) length, polypropylene. | 300
2343 | 2026/SPC/N/R/S/00412 | Y | 22300602 | Lotion Bowl, seamless, half rolled rim, size (approx:) 250mm dia: x 110mm deep (4000ml), 18/8 stainless steel. | 400
2344 | 2026/SPC/N/R/S/00412 | Y | 22300603 | Lotion Bowl, seamless, half rolled rim, size (approx:) 200mm dia: x 90mm deep (2000ml), 18/8 stainless steel. | 850
2345 | 2026/SPC/N/R/S/00412 | Y | 22300604 | Lotion Bowl, seamless, half rolled rim, size (approx:) 160mm dia: x 60mm deep (900ml), 18/8 stainless steel. | 900
2346 | 2026/SPC/N/R/S/00412 | Y | 22300605 | Gallipots seamless,half rolled rim size(approx:) 7cm dia: x 4.5cm deep made from 18/8 stainless steel. | 7000
2347 | 2026/SPC/N/R/S/00412 | Y | 22301401 | Mortar & pestle No.4,ceramic 200-300ml | 170
2348 | 2026/SPC/N/R/S/00412 | Y | 22302103 | Tray Dressing Kidney shaped, seamless, half rolled rim, size(approx) 170mm leng. x 100mm wide x 40mm deep(250ml),18/8,ss | 4700
2349 | 2026/SPC/N/R/S/00412 | Y | 22302205 | Tray instrument with cover, cover with knob, seamless, half rolled rim, size (approx:) 350mm x 250mm, 75mm deep, 18/8 ss | 1700
2350 | 2026/SPC/N/R/S/00412 | Y | 22302301 | Tray Dressing triangular, seamless, half round rim, size (approx:) 250mm x 250mm x 250mm, 50mm deep, 18/8 ,ss | 650
2351 | 2026/SPC/N/R/S/00413 | N | 18100102 | Steel Dental Burs Flat Fissure, ISO size 012, for Contra Angle hand piece, 20-22mm | 5380 | 8092020.4
2352 | 2026/SPC/N/R/S/00413 | Y | 18100901 | Diamond Dental Burs Flat Ended Tapering Fissure, ISO size 012, shank length 20mm - 22mm, for Friction Grip Contra Angle | 2800
2353 | 2026/SPC/N/R/S/00413 | Y | 18100904 | Diamond Dental Burs Flat Ended Tapering Fissure, ISO size 014, shank length 24mm/25mm, for Friction Grip Contra Angle | 2100
2354 | 2026/SPC/N/R/S/00413 | Y | 18100910 | Diamond Dental Burs Flat Ended Fissure, ISO size 014, shank length 24mm/25mm, for Friction Grip Contra Angle hand piece. | 2250
2355 | 2026/SPC/N/R/S/00413 | Y | 18101301 | Diamond Dental Burs Round, ISO size 012, shank length18mm - 22mm, for Latch type Contra Angle hand piece. | 1850
2356 | 2026/SPC/N/R/S/00413 | Y | 18102207 | Tungsten Carbide Dental Burs Flat Ended Fissure, ISO size 014, 21mm/22mm shank length, for Latch Type C/A h/p | 1850
2357 | 2026/SPC/N/R/S/00413 | Y | 18102804 | Sectional matrix bands Full kit with accessories | 300
2358 | 2026/SPC/N/R/S/00413 | Y | 18102904 | Polishing Cups, of rubber for Mandrels, for Contra Angle hand piece. | 1500
2359 | 2026/SPC/N/R/S/00413 | Y | 18103106 | Root Canal Hand K Files, ISO sizes 010, 21mm length, stainless steel. | 2800
2360 | 2026/SPC/N/R/S/00413 | Y | 18103302 | Gates Glidden Burs, sizes 1 - 6 assorted, length 30mm - 35 mm, stainless steel. | 850
2361 | 2026/SPC/N/R/S/00413 | Y | 18103502 | Diamond Dental Burs Endo Access, size 1.5mm, 10mm outer length. | 1660
2362 | 2026/SPC/N/R/S/00413 | Y | 18104402 | Progressive taper hand Files size SX 19mm length ,Nickel - Titanium | 800
2363 | 2026/SPC/N/R/S/00413 | Y | 18104404 | Progressive taper hand Files, size S1, 25mm length ,Nickel - Titanium | 750
2364 | 2026/SPC/N/R/S/00413 | Y | 18104502 | Progressive taper hand Files, size S2, 25mm length ,Nickel - Titanium | 750
2365 | 2026/SPC/N/R/S/00413 | Y | 18104602 | Progressive taper hand Files, size F1, 25mm length, Nickel - Titanium | 700
2366 | 2026/SPC/N/R/S/00413 | Y | 18104702 | Progressive taper hand Files, size F2, 25mm length, Nickel - Titanium | 600
2367 | 2026/SPC/N/R/S/00413 | Y | 18104802 | Progressive taper hand Files, size F3, 25mm length, Nickel - Titanium | 550
2368 | 2026/SPC/N/R/S/00413 | Y | 18105001 | Progressive taper rotary Files, size Sx ,19mm length, Nickel - Titanium | 800
2369 | 2026/SPC/N/R/S/00413 | Y | 18105102 | Progressive taper rotary Files, size S1, 25mm length, Nickel - Titanium | 650
2370 | 2026/SPC/N/R/S/00413 | Y | 18105202 | Progressive taper rotary Files, size S2, 25mm length, Nickel - Titanium | 650
2371 | 2026/SPC/N/R/S/00413 | Y | 18105302 | Progressive taper rotary Files, size F1, 25mm length, Nickel - Titanium | 675
2372 | 2026/SPC/N/R/S/00413 | Y | 18105402 | Progressive taper rotary Files, size F2, 25mm length, Nickel - Titanium | 560
2373 | 2026/SPC/N/R/S/00413 | Y | 18105502 | Progressive taper rotary Files, size F3, 25mm length, Nickel - Titanium | 400
2374 | 2026/SPC/N/R/S/00424 | N | 18600101 | X Plate, for Oral and Maxillofacial surgery, 1.3mm x 4 holes, AO standard or similar, Pure Titanium | 450 | 154666289.45
2375 | 2026/SPC/N/R/S/00424 | Y | 18600204 | Adaptation Plate,for OMF surgery, 2.0mm x 20 holes, 5.0mm hole spacing, 0.9mm thickness, AO standard or similar,Pure Ti | 650
2376 | 2026/SPC/N/R/S/00424 | Y | 18600403 | L Plate, for OMF surgery, 1.3mm x 7 holes, right, AO standard or similar, Pure Titanium | 560
2377 | 2026/SPC/N/R/S/00424 | Y | 18600406 | L Plate, for Oral and Maxillofacial surgery, 1.3mm x 6 holes, left, AO standard or similar, Pure Titanium. | 435
2378 | 2026/SPC/N/R/S/00424 | Y | 18600408 | L Plate, for Oral and Maxillofacial surgery, 2.0mm x 7 holes, right, AO standard or similar, Pure Titanium. | 400
2379 | 2026/SPC/N/R/S/00424 | Y | 18600503 | Mandible Plate, for OMF surgery, 2.0mm x 20 holes, 119mm length, Pure Titanium | 600
2380 | 2026/SPC/N/R/S/00424 | Y | 18600505 | Mandible Plate, for Oral and Maxillofacial surgery, 2.0mm x 6 holes, twisted, left, Pure Titanium | 850
2381 | 2026/SPC/N/R/S/00424 | Y | 18600506 | Mandible Plate, for Oral and Maxillofacial surgery, 2.0mm x 6 holes, twisted, right, Pure Titanium | 850
2382 | 2026/SPC/N/R/S/00424 | Y | 18600507 | Mandible Plate, for Oral and Maxillofacial surgery, 2.0mm x 6 holes, with centre space, 40mm length, Pure Titanium | 700
2383 | 2026/SPC/N/R/S/00424 | Y | 18600605 | Orbital Floor Mesh Plate, for OMF surgery, 1.3mm, 0.4mm thickness, AO standard or similar ,Pure Titanium | 300
2384 | 2026/SPC/N/R/S/00424 | Y | 18600701 | T Plate, for Oral and Maxillofacial surgery, 1.3mm x 7 holes, AO standard or similar,Pure Titanium | 160
2385 | 2026/SPC/N/R/S/00424 | Y | 18600802 | Unilock Reconstruction Plate, for OMF surgery, angled, 2.4mm x 21 + 6 holes, 170mm/50mm length, Pure Ti | 160
2386 | 2026/SPC/N/R/S/00424 | Y | 18600803 | Unilock Recostruc.Plate, for OMF surgery, double angl, 2.4mm x 6 + 24 + 6 holes, 49mm/194mm/49mm ,AO stand or simil,Ti | 110
2387 | 2026/SPC/N/R/S/00424 | Y | 18600901 | Y Plate, for Oral and Maxillofacial surgery, 1.5mm x 5 holes, AO standard or similar, Pure Titanium | 350
2388 | 2026/SPC/N/R/S/00424 | Y | 18600902 | Y Plate, for Oral and Maxillofacial surgery, 1.3mm x 5 holes, AO standard or similar, Pure Titanium | 275
2389 | 2026/SPC/N/R/S/00424 | Y | 18600904 | Y Plate, for Oral and Maxillofacial surgery, 2,0mm x 5 holes, AO standard or similar, Pure Titanium | 200
2390 | 2026/SPC/N/R/S/00424 | Y | 18601001 | MF Cortex Screw, for OMFsurgery, 1.5mm dia., 4mm length, self tapping, titanium.(obtained from same source of plates) | 3250
2391 | 2026/SPC/N/R/S/00424 | Y | 18601008 | MF Cortex Screw, for OMF surgery, 1.3mm dia., 4mm length, self tapping, titanium.(obtained from same source of plate) | 3500
2392 | 2026/SPC/N/R/S/00424 | Y | 18601014 | MF Cortex Screw, for OMFsurgery, 1.3mm dia., 8mm length, self tapping, titanium.(obtained from the same source of plate) | 1750
2393 | 2026/SPC/N/R/S/00424 | Y | 18601015 | MF Cortex Screw, for OMF surgery, 2.0mm dia., 6mm length, self tapping,titanium.(obtained from the same source of plate) | 5400
2394 | 2026/SPC/N/R/S/00424 | Y | 18601101 | Bending Screw, for unilock Reconstruction plates, for OMF surgery, 4mm length,titanium.( same source of plate) | 500
2395 | 2026/SPC/N/R/S/00424 | Y | 18601201 | Unilock Screw,for unilock Reconstruction plates,for OMF surgery, 2.4mm dia.,12mm length, self tapp.Pure Ti.(same source) | 800
2396 | 2026/SPC/N/R/S/00424 | Y | 18601203 | Unilock Screw, for unilock Reconstru. plates, for OMFsurgery, 2.4mm dia.,8mm length, self tapping,Ti.(same source plate) | 2500
2397 | 2026/SPC/N/R/S/00424 | Y | 18601206 | Unilock Screw,for unilock Reconstr plates,for OMF surgery,3.0mm dia.,14mm length,self tapp.Turquoise,Ti. | 425
2398 | 2026/SPC/N/R/S/00424 | Y | 18601301 | Emergency Screw, for Oral and Maxillofacial surgery, 1.7mm dia., self tapping, 4mm length, made from pure titanium. | 1775
2399 | 2026/SPC/N/R/S/00424 | Y | 18601302 | Emergency Screw, for Oral and Maxillofacial surgery, 1.7mm dia., self tapping, 5mm length, made from pure titanium. | 1980
2400 | 2026/SPC/N/R/S/00424 | Y | 18601403 | Double Y Plate, for Oral and Maxillofacial surgery, 1.3m x 6 holes, 15mm length, Pure Titanium | 180
2401 | 2026/SPC/N/R/S/00424 | Y | 18601501 | Zygomatic Plate, for Oral and Maxillofacial surgery, 2.0m x 4 holes, centre space, made from pure titanium. | 250
2402 | 2026/SPC/N/R/S/00424 | Y | 18601601 | Drill Bit, for OMF surgery, for mini quick coupling, 1.5mm dia., 2 flute, 80mm length, stainless steel | 200
2403 | 2026/SPC/N/R/S/00424 | Y | 18601602 | Drill Bit, for OMF surgery,for mini quick coupling, 1.5mm dia.w/stop, 2 flute, 4mm drilling leng.44.5mm tot. lengt.S/S | 175
2404 | 2026/SPC/N/R/S/00424 | Y | 18601603 | Drill Bit, for OMF surgery, for mini quick coupling,1.5mm dia. w/stop,2 flute, 6mm drilling lengt.44.5 tot length | 150
2405 | 2026/SPC/N/R/S/00424 | Y | 18601605 | Drill Bit,for OMF surgery,for mini quick coupl. 1.0mm dia. w/stop, 2 flute, 6mm drilling length 44.5mm tot. length S/S | 120
2406 | 2026/SPC/N/R/S/00424 | Y | 18601607 | Drill Bit, for OMF surgery, for mini quick coupling, 1.1mm dia. W/stop,2 flute, 6mm drilling lengt.44.5mm tot.len.S/S | 130
2407 | 2026/SPC/N/R/S/00424 | Y | 18601609 | Drill Bit, for OMF surgery, for mini quick coupling, 2.0mm dia., 2 flute, 80mm length, stainless steel | 125
2408 | 2026/SPC/N/R/S/00424 | Y | 18601610 | Drill Bit, for OMF surgery, for mini quick coupl. 2.0mm dia., w/stop,2 flute,55mm usable leng.67mm tot. leng.S/S | 75
2409 | 2026/SPC/N/R/S/00424 | Y | 18602002 | Bur Round, for OMF surgery, size 5.0mm dia., 33mm usable length, 44mm total length , AO Standard or similar, S/S | 75
#REF!
#REF!