## Sheet1
| Requisition NO | SR NO | ITEM | Total Quantity
1 | 2027/SPC/N/R/S/00196 | 20303507 | Scissors dissecting Micro,str 300mm | 6
2 | 2027/SPC/N/R/S/00276 | 10500704 | Surgical Suture, Non-absorbable Gauge size 4/0, green, 75cm - 90cm length, 20mm - 22mm half circle round bodied taper point, (double arm). | 2750
3 | 2027/SPC/N/R/S/00276 | 10500805 | Surgical Suture, Non-absorbable Gauge size 3/0, green, 90cm (approx.)length, 16mm - 18mm half circle round bodied taper point, (double arm). | 8000
4 | 2027/SPC/N/R/S/00276 | 10500900 | Surgical Suture, Non-absorbable Gauge size 2/0, green, 90cm (approx.) length,each end attached to a 24mm - 26mm half circle round bodied taper point, (double arm) | 12500
5 | 2027/SPC/N/R/S/00276 | 10500901 | Surgical Suture, Non-absorbable Gauge size 2/0, white,90cm (approx.) 24mm - 26mm half circle round bodied taper point .(double arm), | 11000
6 | 2027/SPC/N/R/S/00276 | 10500914 | Non-absorbable Braided Coated Polyester Suture 2/0, 75cm - 90cm length, 16mm - 18mm half circle round bodied taper point, needle double arm | 10000
7 | 2027/SPC/N/R/S/00276 | 10500920 | Non-absorbable Braided Coated Polyester Suture 2/0, 90cm , 16mm - 18mm half circle round bodied taper point needle double arm with PTFE pledget size 7mm x 3mm x 1.5mm, | 4000
8 | 2027/SPC/N/R/S/00276 | 10500921 | Non-absorbable Braided Coated Polyester Suture 2/0, 75cm-90cm length, 24mm - 26mm half circle round bodied taper cut, needle double arm,with PTFE pledget size 3mm x 3mm x 1.5mm, | 5300
9 | 2027/SPC/N/R/S/00295 | 12500104 | Ureteric Catheter with metal Stilette, 2 lateral eyes, 6FG. | 800
10 | 2027/SPC/N/R/S/00295 | 12500105 | Ureteric Catheter with metal Stilette, 2 lateral eyes,7 FG. | 125
11 | 2027/SPC/N/R/S/00295 | 12500107 | Ureteric Catheter without metal Stilette, open end, size 5FG. | 800
12 | 2027/SPC/N/R/S/00295 | 12500108 | Ureteric Catheter without metal Stilette, open end, 6FG. | 650
13 | 2027/SPC/N/R/S/00295 | 12500900 | Urine Drainage Catheter for self insertion, male, Nelaton type, 14Fr. | 15000
14 | 2027/SPC/N/R/S/00295 | 12501001 | Bladder Drainage (Urethral) Catheter, 100% silicone, Two Way, Foley type, with 10ml - 30ml balloon, size 14FG x 40cm length. | 25000
15 | 2027/SPC/N/R/S/00295 | 12501002 | Bladder Drainage (Urethral) Catheter, 100% silicone, Two Way, Foley type, with 10ml - 30ml balloon, size 16FG x 40cm length. | 35000
16 | 2027/SPC/N/R/S/00295 | 12501003 | Bladder Drainage (Urethral) Catheter, 100% silicone, Two Way, Foley type, with 10ml - 30ml balloon, size 18FG x 40cm length. | 20000
17 | 2027/SPC/N/R/S/00295 | 12501005 | Bladder Drainage (Urethral) Catheter, 100% silicone, Two Way, Foley type, with 5ml balloon, size 10FG x 30cm length. | 3400
18 | 2027/SPC/N/R/S/00295 | 12501204 | Bladder Drainage (Urethral) Catheter, siliconised latex, Two Way, Foley type, with 3ml balloon, with two opposed eyes, size 6FG. | 14000
19 | 2027/SPC/N/R/S/00295 | 12501205 | Bladder Drainage (Urethral) Catheter, siliconised latex, Two Way, Foley type, with 5ml balloon, two opposed eyes, size 8FG x 30cm | 12000
20 | 2027/SPC/N/R/S/00295 | 12501206 | Bladder Drainage (Urethral) Catheter, siliconised latex, Two Way, Foley type, with 5ml balloon, two opposed eyes, size 10FG x 30cm | 19000
21 | 2027/SPC/N/R/S/00295 | 12501208 | Bladder Drainage (Urethral) Catheter, siliconised latex, Two Way, Foley type, with 10ml - 30ml balloon, size 12FG x 40cm length. | 53000
22 | 2027/SPC/N/R/S/00295 | 12501210 | Bladder Drainage (Urethral) Catheter, siliconised latex, Two Way, Foley type, with 10ml - 30ml balloon, with two opposed eyes, size 14FG x 40cm. | 390000
23 | 2027/SPC/N/R/S/00295 | 12501212 | Bladder Drainage (Urethral) Catheter, siliconised latex, Two Way, Foley type, with 10ml - 30ml balloon, with two opposed eyes, size 16FG x 40cm. | 630000
24 | 2027/SPC/N/R/S/00295 | 12501214 | Bladder Drainage (Urethral) Catheter, siliconised latex, Two Way, Foley type, with 10ml - 30ml balloon, with two opposed eyes, size 18FG x 40cm. | 250000
25 | 2027/SPC/N/R/S/00295 | 12501215 | Urethral Drainage Catheter Foley, Two Way with 15ml balloon, two opposed eyes, siliconised latex, size 20FG x 40cm. | 8700
26 | 2027/SPC/N/R/S/00295 | 12501217 | Urethral Drainage Catheter Foley, Two Way with 15ml balloon, two opposed eyes, siliconised latex, size 22FG x 40cm. | 8700
27 | 2027/SPC/N/R/S/00295 | 12501221 | Bladder Drainage and Irrigating (Urethral) Catheter, siliconised latex, Three Way, Foley type, with 20ml-30ml balloon, size 20FG x 40cm length. | 28000
28 | 2027/SPC/N/R/S/00295 | 12501222 | Bladder Drainage and Irrigating (Urethral) Catheter, siliconised latex, Three Way, Foley type, with 20ml - 30ml balloon, size 22FG x 40cm length. | 13000
29 | 2027/SPC/N/R/S/00295 | 12501231 | Bladder Drainage and Irrigating (Urethral) Catheter, siliconised latex, Three Way,Foley type,with 20ml-30ml balloon, size 18FG x 40cm(approx.)length. | 3600
30 | 2027/SPC/N/R/S/00295 | 12501232 | Bladder Drainage and Irrigating (Urethral) Catheter, siliconised latex, Three Way, Foley type, with 20ml - 30ml balloon, size 24FG x 40cm length. | 2700
31 | 2027/SPC/N/R/S/00295 | 12501234 | Bladder Drainage and Irrigating (Urethral) Catheter, siliconised latex, Three Way, Foley type, with 20ml - 30ml , 16FGx 40cm. | 2500
32 | 2027/SPC/N/R/S/00296 | 11101004 | Fast Absorbable Synthetic Surgical Suture, polyglactin 910, Braided,Coated, size 4/0, 40c-45cm length attached to a 16mm - 17mm 3/8 circle reverse cutting | 4500
33 | 2027/SPC/N/R/S/00296 | 11100902 | Fast Absorbing Absorbable Synthetic polyglactin 910, size 3/0, 40-60cm length attached to a 18mm - 22mm3/8 circle reverse cutting needle. | 15000
34 | 2027/SPC/N/R/S/00296 | 11101005 | Fast Absorbing Absorbable Synthetic Surgical Suture, polyglactin 910,Braided,size 5/0,60cm - 75cm length attached to a 12mm - 15mm 3/8 circle reverse cutting. | 2900
35 | 2027/SPC/N/R/S/00296 | 11101101 | Fast Absorbing Absorbable Synthetic Surgical Suture, polyglactin 910,size 6/0, 60cm -75cm length 9mm-11mm 3/8 circle reverse cutting, pre-hardened needle. | 3000
36 | 2027/SPC/N/R/S/00297 | 11104301 | Fast Absorbable Glyconate Monofilament Synthetic Surgical Suture, size 6/0, 45cm length attached to a 10-12mm 3/8 circle cutting needle. | 3100
37 | 2027/SPC/N/R/S/00298 | 14102402 | Extension Tube f/use w/sy.pump,100-110cm,non kinkable | 120000
38 | 2027/SPC/N/R/S/00298 | 14102405 | Extension Tube,universal,100cm-110cm | 45000
39 | 2027/SPC/N/R/S/00298 | 14104701 | Extension Tube Red Line 150cmP.V.=2ml | 85000
40 | 2027/SPC/N/R/S/00298 | 14104700 | Extension Tube Blue Line150cm P.V.=2ml | 55000
41 | 2027/SPC/N/R/S/00298 | 14104400 | Extention tube 140cm - 160cmmax. vol. 2ml | 260000
42 | 2027/SPC/N/R/S/00298 | 14104500 | Exten. Tube. f. IV Line 100cmPrime vol.2ml | 15000
43 | 2027/SPC/N/R/S/00298 | 14104600 | Exten. T. f. IV line10cmP.V.<1.5ml 3s/c | 100000
44 | 2027/SPC/N/R/S/00298 | 14102401 | Extension tube 200cm f/infusion pump,non kinkable | 500000
45 | 2027/SPC/N/R/S/00299 | 11101201 | Rapid Absorbable Synthetic Surgical Suture for Ophthalmic use, polyglactin 910, size 7/0, 45cm (approx.)length, 8mm half circle micro point spatulated needle. | 310
46 | 2027/SPC/N/R/S/00303 | 12503600 | Ureteric Stent double J, for adult, size 6Fr, 26cm (approx.) length, one end closed. | 12000
47 | 2027/SPC/N/R/S/00303 | 12503601 | Ureteric Stent double J, for adult, size 6Fr, 26cm (approx.) length, both ends opened. | 21000
48 | 2027/SPC/N/R/S/00303 | 12503602 | Ureteric Stent double J, for adult, size 6Fr, 24cm (approx.) length, both ends opened | 1250
49 | 2027/SPC/N/R/S/00303 | 12503702 | Ureteric Stent double J for adult, size 5Fr, 24cm (approx.) length, both ends open. | 2500
50 | 2027/SPC/N/R/S/00303 | 12503703 | Ureteric Stent double J, for adult, size 5Fr, 24cm (approx.) length, one end closed. | 500
51 | 2027/SPC/N/R/S/00303 | 12503300 | Ureteric Stent double J, for adult, size 4.7Fr, 26cm (approx.) length, one end closed. | 1700
52 | 2027/SPC/N/R/S/00303 | 12503302 | Ureteric Stent double J for adult, size 4.7Fr, 24cm (approx.) length, both ends open. | 300
53 | 2027/SPC/N/R/S/00303 | 12503303 | Ureteric Stent double J for adult, size 4.7Fr ,24cm (approx.) | 125
54 | 2027/SPC/N/R/S/00303 | 12503400 | Urete. Stent doub. J, paed.3Fr X 16cm, o.e.c. | 600
55 | 2027/SPC/N/R/S/00303 | 12503401 | Ureteric Stent double J f/paed 4Fr, 16cm, o.e.c. | 380
56 | 2027/SPC/N/R/S/00303 | 12503402 | Urete. Stent doub. J, paed.3Fr,14cm,o.e.c | 90
57 | 2027/SPC/N/R/S/00303 | 12503403 | Urete. Stent doub. J, paed.3Fr,12cm,o.e.c. | 90
58 | 2027/SPC/N/R/S/00303 | 12503404 | Urete. Stent doub. J, paed.3Fr,10cm,o.e.c | 70
59 | 2027/SPC/N/R/S/00303 | 12503405 | Ureteric Stent double J f/paed4Fr,18cm,o.e.c | 80
60 | 2027/SPC/N/R/S/00303 | 12503406 | Ureteric Stent double J f/paed4Fr,20cm,o.e.c | 30
61 | 2027/SPC/N/R/S/00303 | 12503407 | Ureteric Stent double J /paed.4Fr,22cm,o.e.c | 50
62 | 2027/SPC/N/R/S/00303 | 12503603 | Ureteric Stent double J, for adult, size 6Fr, 24cm (approx.) length, one end closed | 1250
63 | 2027/SPC/N/R/S/00303 | 12503701 | Ureteric Stent double J for adult, size 5Fr, 26cm (approx.) length, both ends open | 15000
64 | 2027/SPC/N/R/S/00303 | 12503700 | Ureteric Stent double J, for adult, size 5Fr, 26cm (approx.) length, one end closed. | 5300
65 | 2027/SPC/N/R/S/00304 | 14103804 | Pre. Moni. K. SD(V) Mindray | 1500
66 | 2027/SPC/N/R/S/00304 | 14103102 | Pre. Moni. K. SD(V) HpIntellivue | 1200
67 | 2027/SPC/N/R/S/00304 | 14103803 | Pre. Moni. K. SD(A) Mindray | 4500
68 | 2027/SPC/N/R/S/00304 | 14103403 | Pre. Moni. K. SD(A) NihonKohden | 1500
69 | 2027/SPC/N/R/S/00304 | 14103404 | Pre. Moni. K. SD(V) NihonKohden | 1250
70 | 2027/SPC/N/R/S/00304 | 14103902 | Pre. Moni. K. DD Mindray | 4500
71 | 2027/SPC/N/R/S/00304 | 14103001 | Pre. Moni. K. DD Hp Intellivue | 900
72 | 2027/SPC/N/R/S/00304 | 14103101 | Pre. Moni. K. SD(A) HpIntellivue | 400
73 | 2027/SPC/N/R/S/00305 | 14104306 | Radial Pulse Contour Cardiacoutput measur. therm.cath,4F | 30
74 | 2027/SPC/N/R/S/00305 | 14104903 | Needle Free Stopper, sterile | 75000
75 | 2027/SPC/N/R/S/00305 | 14104902 | End cap, w/male/female fitting | 22500
76 | 2027/SPC/N/R/S/00305 | 14104901 | White Stopper/Bung | 25000
77 | 2027/SPC/N/R/S/00305 | 14104301 | Pumonary aretry cathw/thermistor | 35
78 | 2027/SPC/N/R/S/00305 | 14104305 | Femoral Pulse Contour Cardiacoutput measur. therm.cath,3F | 9
79 | 2027/SPC/N/R/S/00308 | 12500201 | Urine Drainage Bag with Non Return Valve, bottom outlet for emptying, 90cm to 100cm tubing with connector, 2000ml | 1500000
80 | 2027/SPC/N/R/S/00308 | 12500202 | Urine Measurement Bag for Accurate Measurement of Urine in ICU/CCU , with graduated measurement chamber 350-500ml and rigid meter, 1.5L to 2L urine collection bag. | 250000
81 | 2027/SPC/N/R/S/00308 | 12500301 | Bladder Syringe 60ml (Toomey tip) | 34000
82 | 2027/SPC/N/R/S/00308 | 12500804 | Endoscopic Stone Retreieval Basket, Nitinol tip less, Dormia type or similar, size 1.9Fr. | 125
83 | 2027/SPC/N/R/S/00308 | 12500805 | Endoscopic Stone Retreieval Basket, Nitinol tip less, Dormia type or similar, size 2.2Fr. | 150
84 | 2027/SPC/N/R/S/00308 | 12501601 | Electrode for Resctoscope, Coagulating Ball 3 mm,single stem | 350
85 | 2027/SPC/N/R/S/00308 | 12501602 | Electrode for Resctoscope, Coagulating Ball 5mm, single stem, Karlstorz type or similar. | 430
86 | 2027/SPC/N/R/S/00308 | 12503800 | PCNL surgical drape set 150cmx275cm | 5600
87 | 2027/SPC/N/R/S/00308 | 12504201 | Core Biopsy Needle Manual, size 18G x 25cm | 400
88 | 2027/SPC/N/R/S/00308 | 12504202 | Core Biopsy Needle Semi Automatic, size 18G x 25cm | 500
89 | 2027/SPC/N/R/S/00308 | 12504302 | Bladder Evaquator plastic,Ellick type or similar | 90
90 | 2027/SPC/N/R/S/00308 | 12504401 | Disposable filiform S shaped,urethral dilator set size 6Fr - 28Fr | 190
91 | 2027/SPC/N/R/S/00308 | 12504402 | Disposable ureteric dilator set size 4Fr - 8Fr. | 80
92 | 2027/SPC/N/R/S/00308 | 12501701 | Electrode for Resctoscope, Coagulating Roller. Size 24 Fr, single stem | 220
93 | 2027/SPC/N/R/S/00308 | 12501702 | Electrode for Resctoscope, Cutting Loop, size 24 Fr, single stem | 1100
94 | 2027/SPC/N/R/S/00308 | 12501703 | Electrode for Resctoscope, Collin's knife, size 24Fr, single stem | 340
95 | 2027/SPC/N/R/S/00308 | 12501801 | Suprapubic Puncture Set 14Fr | 1300
96 | 2027/SPC/N/R/S/00308 | 12501802 | Suprapubic Puncture Set 16Fr | 1400
97 | 2027/SPC/N/R/S/00308 | 12501902 | Nephrostomy Drainage tube, open end, 20Fr, 40cm length. | 70
98 | 2027/SPC/N/R/S/00308 | 12501903 | Nephrostomy Drainage tube, open end, 22Fr,,40cm length. | 50
99 | 2027/SPC/N/R/S/00308 | 12501904 | Nephrostomy Drainage tube, open end, 24Fr, 40cm length. | 42
100 | 2027/SPC/N/R/S/00308 | 12502002 | Nephrostomy Puncture Needle Set, 2 part,18G sterile. | 500
101 | 2027/SPC/N/R/S/00308 | 12502201 | Urethral Meatal Dilator plastic, adult size. | 300
102 | 2027/SPC/N/R/S/00308 | 12502202 | Urethral Meatal Dilator plastic, paediatric size. | 100
103 | 2027/SPC/N/R/S/00308 | 12502403 | Amplatz Sheath, 22Fr | 250
104 | 2027/SPC/N/R/S/00308 | 12502404 | Amplatz Sheath, 24Fr | 300
105 | 2027/SPC/N/R/S/00308 | 12502405 | Amplatz Sheath, 26Fr | 150
106 | 2027/SPC/N/R/S/00308 | 12502501 | Nephrostomy Drainage Catheter, pigtail, size 8Fr, 30cm (approx.) length, sterile. | 1500
107 | 2027/SPC/N/R/S/00308 | 12502502 | Nephrostomy Drainage Catheter, pigtail, size 7Fr, 30cm (approx.) length, sterile. | 1100
108 | 2027/SPC/N/R/S/00308 | 12503001 | Guide Wire Hydrophilic coated, straight tipped, size 0.035"dia. x 140cm - 160cm | 7500
109 | 2027/SPC/N/R/S/00308 | 12503002 | Guide Wire Hydrophilic coated, straight tipped, size 0.038"dia. x 140cm - 160cm | 2300
110 | 2027/SPC/N/R/S/00308 | 12504301 | Bladder Evaquator Glass, Ellick type or similar | 10
111 | 2027/SPC/N/R/S/00312 | 11410001 | Set of Ligating Clips, Titanium, small size, with applicator. Each set consist of 500 clips and one Applicator | 412000
112 | 2027/SPC/N/R/S/00312 | 11410002 | Set of Ligating Clips, Titanium, medium ,with applicator. Each set consist of 500 clips and one Applicator | 60000
113 | 2027/SPC/N/R/S/00312 | 11410003 | Set of Ligating Clips, Titanium, medium - large ,with applicator. Each set consist of 500 clips and one Applicator | 98000
114 | 2027/SPC/N/R/S/00312 | 11410004 | Set of Ligating Clips, Titanium, large size (8mm),with applicator. Each set consist of 500 clips and one Applicator | 26000
115 | 2027/SPC/N/R/S/00329 | 22400103 | Hammer with wrench end, post mortem. | 20
116 | 2027/SPC/N/R/S/00329 | 22400208 | Forceps Bone Cutting, post mortem, Horseley type or similar, angled, compound action jaw, 265mm. | 44
117 | 2027/SPC/N/R/S/00329 | 22400501 | Ruler, 30 cm / 12 inches, graduated in cms and inches | 50
118 | 2027/SPC/N/R/S/00329 | 22400601 | Bowel/Intestinal Scissors (Enterotome), post mortem, one blade with guarded point, 195 mm. | 65
119 | 2027/SPC/N/R/S/00329 | 22400603 | Scissors Blood Vessel, post mortem, probe pointed, 110mm (approx.) | 75
120 | 2027/SPC/N/R/S/00329 | 22400604 | Dissecting Scissors, post mortem, straight, open shanks, with sharp pointed and probe ended blades, 125mm. | 85
121 | 2027/SPC/N/R/S/00329 | 22400701 | Rib Shear (Rib cutter), post mortem, Pollock type or similar, 310mm. | 40
122 | 2027/SPC/N/R/S/00329 | 22400802 | Double Bladed Spine Saw,(Rachiotomy Saw) post mortem. | 35
123 | 2027/SPC/N/R/S/00329 | 22401001 | Magnifying Glass, post mortem, rectangular shape, size 100mm x 75mm. | 65
124 | 2027/SPC/N/R/S/00329 | 22401201 | Brain Knife, post mortem, 30 mm wide blade, rounded end, 380 mm. | 80
125 | 2027/SPC/N/R/S/00329 | 22401301 | Bullet Probe, post mortem, blunt probing end with rounded tip, 22 caliber, 450mm (approx.) | 50
126 | 2027/SPC/N/R/S/00329 | 22402101 | Standard Post Mortem Saw, electric (220V). | 1
127 | 2027/SPC/N/R/S/00329 | 22402301 | Bone saw with Fixed Back, post mortem, round end, 250mm length blade. | 45
128 | 2027/SPC/N/R/S/00329 | 22404101 | Bone Chisel, post mortem, Shandon type or similar, one side bevelled edge, 19mm width cutting edge, 165mm. | 38
129 | 2027/SPC/N/R/S/00329 | 22440201 | Autopsy Lamp with halogen illumination, mobile model on trolley base,160cm span, complete with cord and 75 W halogen bulb. | 40
130 | 2027/SPC/N/R/S/00329 | 22401101 | Post mortem digital scale, large LCD display, capacity 10 kg x 5 g, 25 cm x 20 cm (approx.). | 40
131 | 2027/SPC/N/R/S/00329 | 22400602 | Dissecting Scissors, post mortem, straight, open shanks, strong blades, blunt ended, 180mm. | 120
132 | 2027/SPC/N/R/S/00330 | 15300004 | Wire Guided Eso./Pylo/Colon/Bili.Balloon dilator:dia.12mm-15mm | 190
133 | 2027/SPC/N/R/S/00330 | 15300006 | Wire Guided Eso./ Pylo/Colon /Bili.Balloon dilator,dia.18mm-20mm | 100
134 | 2027/SPC/N/R/S/00330 | 15301501 | Control Radial ExpansionEso.dil.balloon-pressure devic | 45
135 | 2027/SPC/N/R/S/00330 | 15303001 | Eso. Nitinol Metal Stent 10cmPartially covered | 200
136 | 2027/SPC/N/R/S/00330 | 15303002 | Eso. Nitinol Metal Stent 12cmPartially covered | 220
137 | 2027/SPC/N/R/S/00330 | 15303003 | Eso. Nitinol Metal Stent 15cmPartially covered | 270
138 | 2027/SPC/N/R/S/00330 | 15303005 | Eso. Nitinol Metal Stent 10cmFully covered | 250
139 | 2027/SPC/N/R/S/00330 | 15303006 | Eso. Nitinol Metal Stent 12cm-13.5cm Fully covered | 340
140 | 2027/SPC/N/R/S/00330 | 15303007 | Eso. Nitinol Metal Stent 15cmFully covered | 320
141 | 2027/SPC/N/R/S/00330 | 15311001 | Polypectomy Snare Devicesmall (10-15mm) | 320
142 | 2027/SPC/N/R/S/00330 | 15311002 | Polypectomy Snare Devicemedium,(15-30mm) | 310
143 | 2027/SPC/N/R/S/00330 | 15311003 | Polypect. Snare Devicelarge, (30mm-55mm) | 280
144 | 2027/SPC/N/R/S/00330 | 15312501 | Coagulation Grasper Forcep165cm | 125
145 | 2027/SPC/N/R/S/00330 | 15312502 | Coagulation Grasper Forcep: 4 and 5mm Opening width, 230cm (approx.) | 100
146 | 2027/SPC/N/R/S/00330 | 15313504 | Endoscopic Injection needle: 23 Gauge 6-7mm needle projection, 230cm (approx.) | 520
147 | 2027/SPC/N/R/S/00330 | 15314001 | Endo.Haemo. clip applicator 230-270cm | 125
148 | 2027/SPC/N/R/S/00330 | 15314002 | Endo Haemostatic clips:4-6mm,120-135 degrees | 400
149 | 2027/SPC/N/R/S/00330 | 15314003 | Endo Haemostatic clips:7-9mm,120-135 degrees | 370
150 | 2027/SPC/N/R/S/00330 | 15314006 | Endoscopic Haemostatic pre loaded single use clips,155cm | 1500
151 | 2027/SPC/N/R/S/00330 | 15314007 | Endoscopic Haemostatic pre loaded single use clips,230cm | 675
152 | 2027/SPC/N/R/S/00330 | 15314008 | Endoscopic Haemostatic clip applicator 160-190cm | 50
153 | 2027/SPC/N/R/S/00330 | 15315502 | Biopsy forceps std cap. withNeedle,160cm | 300
154 | 2027/SPC/N/R/S/00330 | 15315504 | Biopsy forceps Large capacitywith Needle,160cm | 280
155 | 2027/SPC/N/R/S/00330 | 15315602 | Biopsy forceps std cap.w. Ndl,240cm | 180
156 | 2027/SPC/N/R/S/00330 | 15315604 | Biopsy forceps Large capacitywith needle,240cm | 300
157 | 2027/SPC/N/R/S/00330 | 15319601 | Endoscopic Cleaning Brush for colonoscope, 15cm - 20cm length brush, 160cm | 370
158 | 2027/SPC/N/R/S/00330 | 15320001 | N-butyl-2-cyanoacrylateglue preparation (vial) | 1700
159 | 2027/SPC/N/R/S/00331 | 15302001 | Esophageal bands w/ applicator | 6400
160 | 2027/SPC/N/R/S/00331 | 15302002 | Esophageal bands w/o applcator | 5600
161 | 2027/SPC/N/R/S/00338 | 20500102 | Malleable Retractor s/s 13mmwide, 300mm | 65
162 | 2027/SPC/N/R/S/00338 | 20500105 | Malleable Retractor 40-50mm x300mm,SS | 55
163 | 2027/SPC/N/R/S/00338 | 20500201 | Retractor Morris D/E 215mm | 130
164 | 2027/SPC/N/R/S/00338 | 20500202 | Retractor Morris,bd70x40mm,245mm | 120
165 | 2027/SPC/N/R/S/00338 | 20500203 | Retractor Morris, blade size 70mm x 65mm, 245mm length | 125
166 | 2027/SPC/N/R/S/00338 | 20500301 | Retractor Canny Ryall fens.bld 190mm | 85
167 | 2027/SPC/N/R/S/00338 | 20500401 | Retractor Czerney D/E 170mm | 450
168 | 2027/SPC/N/R/S/00338 | 20500501 | Abdominal retractors Doyan's 90mm wide blade, | 90
169 | 2027/SPC/N/R/S/00338 | 20500502 | Retractor Doyen type, ( or similar) blade size 60mmx 45mm length 240mm | 55
170 | 2027/SPC/N/R/S/00338 | 20500601 | Retractor Durham 16mm blade215mm | 60
171 | 2027/SPC/N/R/S/00338 | 20500801 | Retractor Mollision pillar &tonsil | 30
172 | 2027/SPC/N/R/S/00338 | 20500802 | Retractor Mollision s/rcvd.4x4m,155mm | 90
173 | 2027/SPC/N/R/S/00338 | 20500803 | Retractor Mollision s/r,135mm | 80
174 | 2027/SPC/N/R/S/00338 | 20500901 | Retractor Rib Ronald Edward type, ( or similar) Self Retaining, curved arms,solid/ fenestrated blades, 150mm blade size 25mm x 30mm, | 40
175 | 2027/SPC/N/R/S/00338 | 20500903 | Retractor, Baby - Senn - Milleblunt160mm8x722x5.5mm | 15
176 | 2027/SPC/N/R/S/00338 | 20500904 | Retractor Rib Ronald Edward,self ret.cvd,fene.240-300mm open.65mmx75mm | 35
177 | 2027/SPC/N/R/S/00339 | 20501002 | Retractor AbdominalBalfour,235mm | 30
178 | 2027/SPC/N/R/S/00339 | 20501101 | Retractor Abdominal Pozzi type ( or similar), 200mm. | 40
179 | 2027/SPC/N/R/S/00339 | 20501102 | Retractor Abdominal,110mm125mm arms, blade 38mmdeep, 115mm | 30
180 | 2027/SPC/N/R/S/00339 | 20501200 | Retractor Eye Lid, with screw | 100
181 | 2027/SPC/N/R/S/00339 | 20501301 | Retractor hook single blunt150mm-180mm | 120
182 | 2027/SPC/N/R/S/00339 | 20501302 | Retractor single hook sharp150mm (skin hook) | 250
183 | 2027/SPC/N/R/S/00339 | 20501303 | Retractor hook double sharp180mm | 90
184 | 2027/SPC/N/R/S/00339 | 20501305 | Skin Hook 16.25cm Double-Blunt | 150
185 | 2027/SPC/N/R/S/00339 | 20501306 | Retrac.SingleHook,fine,S/B,150mm | 120
186 | 2027/SPC/N/R/S/00339 | 20501307 | Retrac.fine(Hooklet) Gillies,small delicate 180mm s/s | 50
187 | 2027/SPC/N/R/S/00339 | 20501403 | Retractor Kelly, blade size (approx.)150mm depth,35mm -40mm width,total length 250-280 mm. | 130
188 | 2027/SPC/N/R/S/00339 | 20501404 | Retractor Kelly, blade size 155mm depth, 55mm - 60mm width, total length 260 mm | 135
189 | 2027/SPC/N/R/S/00339 | 20501503 | Retractor eye lid wire Langdouble ended | 40
190 | 2027/SPC/N/R/S/00339 | 20501602 | Retractor Weitlaner130mm,blunt | 50
191 | 2027/SPC/N/R/S/00339 | 20501801 | Retractor Goitre, Green, 230mm length | 14
192 | 2027/SPC/N/R/S/00340 | 20502001 | Retractor Lung, Allison, adult 320mm length | 40
193 | 2027/SPC/N/R/S/00340 | 20502002 | Retractor Lung, Allison ,child260mm length | 20
194 | 2027/SPC/N/R/S/00340 | 20502100 | Retractor Lachrymal sac Knappblunt 8mm | 10
195 | 2027/SPC/N/R/S/00340 | 20502502 | Retractor -Kocher Langenbeck25x6mm | 100
196 | 2027/SPC/N/R/S/00340 | 20502504 | Retractor Lang.man.ret/tgl-H25x6mm 15cm | 100
197 | 2027/SPC/N/R/S/00340 | 20502505 | Retractor Lang.man/ret tgl-H20x6 152mm | 75
198 | 2027/SPC/N/R/S/00340 | 20502506 | Retractor Mini Langenbeck16cm,10x6mm bl | 180
199 | 2027/SPC/N/R/S/00340 | 20502510 | Retractor,Langenbeck,55x20mm,225mm | 110
200 | 2027/SPC/N/R/S/00340 | 20502521 | Ret.KocherLangen.,bd.35x15mm,215mm | 40
201 | 2027/SPC/N/R/S/00340 | 20502522 | Kocher Langenbeckret.35x8mm,21.5cm | 60
202 | 2027/SPC/N/R/S/00340 | 20502523 | Kocher Langenbeckret.35x11mm,21.5 | 55
203 | 2027/SPC/N/R/S/00340 | 20502525 | Retra.Langenbeck-Mannerfelt,15x06mm | 50
204 | 2027/SPC/N/R/S/00340 | 20502526 | Retrac.LangenbeckMannerfelt,30x8mm | 55
205 | 2027/SPC/N/R/S/00340 | 20502535 | Retractor, Langenbeck - Greentype blade size 25mm x 8mm,170mm | 45
206 | 2027/SPC/N/R/S/00340 | 20502701 | Retractor Plester,2x2pr.blunt 130mm | 20
207 | 2027/SPC/N/R/S/00340 | 20502805 | Adson-Anderson Ret.,sharp,19cm | 60
208 | 2027/SPC/N/R/S/00340 | 20502901 | Retractor Legueu bladder260mm | 8
209 | 2027/SPC/N/R/S/00340 | 20503301 | Retractor Coronary, Small,spring | 5
210 | 2027/SPC/N/R/S/00340 | 20503901 | Retractor Rib, Finochietto,Child | 15
211 | 2027/SPC/N/R/S/00340 | 20503902 | Retractor Rib, Finochietto,Adult | 27
212 | 2027/SPC/N/R/S/00340 | 20503907 | Retractor Rib, Finochietto,Infant | 10
213 | 2027/SPC/N/R/S/00341 | 20507901 | Desmerres vesselretra.140mm,9x12mm | 14
214 | 2027/SPC/N/R/S/00341 | 20504000 | Retractor Eye Lid infantDesmarres7.5mm | 25
215 | 2027/SPC/N/R/S/00341 | 20504001 | Retractor Eye Lid smallDesmarres13.5mm | 25
216 | 2027/SPC/N/R/S/00341 | 20504002 | Retractor Eye Lid largeDesmarres 17mm | 19
217 | 2027/SPC/N/R/S/00341 | 20504003 | Retractor Eye Lidmedium,Desmarres 15mm | 4
218 | 2027/SPC/N/R/S/00341 | 20504005 | Retractor EyeLid,child,Desmarres | 5
219 | 2027/SPC/N/R/S/00341 | 20504300 | Retractor Iris | 15
220 | 2027/SPC/N/R/S/00341 | 20504302 | Retractor Iris, flexible | 40
221 | 2027/SPC/N/R/S/00341 | 20505202 | Caspar nerve rootretract.4mm,24cm | 35
222 | 2027/SPC/N/R/S/00341 | 20506301 | Retractor AbdominalCollin,135mm | 10
223 | 2027/SPC/N/R/S/00341 | 20506401 | Ret. AbdominalKirshner,275x355mm | 8
224 | 2027/SPC/N/R/S/00341 | 20506501 | Ret. SelfRetaining,Jansen,100mm | 30
225 | 2027/SPC/N/R/S/00341 | 20506601 | Retractor Deaver,25mm | 35
226 | 2027/SPC/N/R/S/00341 | 20506602 | Retractor Deaver,310mm | 40
227 | 2027/SPC/N/R/S/00341 | 20506701 | Ret. St.Marks,bld124x60mm,290mm | 24
228 | 2027/SPC/N/R/S/00341 | 20506802 | Ret. StMarks,bld.175x60mm,330mm | 25
229 | 2027/SPC/N/R/S/00341 | 20506904 | Retractor, Ragnell type lowerflat end 16mm x 3mm, 6mm x 3mmother flat end, 150mm length, | 20
230 | 2027/SPC/N/R/S/00341 | 20507401 | HERTZLER Retrac Abdomin120mmx105mm | 4
231 | 2027/SPC/N/R/S/00341 | 20507501 | millin bladder retractor | 14
232 | 2027/SPC/N/R/S/00341 | 20507601 | Jolls Retractor length 15cm | 105
233 | 2027/SPC/N/R/S/00341 | 20507701 | wound retractor travers,215mm | 55
234 | 2027/SPC/N/R/S/00342 | 20509402 | Retractor EpicardialIMA,small,31mm | 5
235 | 2027/SPC/N/R/S/00342 | 20508101 | FINOCHIETTO Retractor70mmx100mm | 5
236 | 2027/SPC/N/R/S/00342 | 20511002 | Retractor Little type, cvd.blade 13mmx15mm,200mm | 5
237 | 2027/SPC/N/R/S/00342 | 20510301 | Parsonnet Epicardial Retractor | 3
238 | 2027/SPC/N/R/S/00342 | 20520103 | Retractor, US Army type39mm x 15mm/43mm x 15mm, 26mm x 15mm/22mm x 15mm, 220m | 30
239 | 2027/SPC/N/R/S/00342 | 20520301 | Se/mil.baby/ret/d.eshp160mm8x7/22x7mm | 10
240 | 2027/SPC/N/R/S/00342 | 20520303 | Retractor,Baby-Sen-Millerd/e,blunt 3p/e 160mm,s/s | 30
241 | 2027/SPC/N/R/S/00342 | 20520401 | Retractor Laminectomy,HarveyJack. 280mm | 29
242 | 2027/SPC/N/R/S/00342 | 20511001 | Retractor, Meyerding bladesize 18mm x 7mm, 175mm | 6
243 | 2027/SPC/N/R/S/00344 | 12400801 | Endometrial Biopsy Tube Pipelle type (or similar) | 21000
244 | 2027/SPC/N/R/S/00344 | 12400401 | Complete Vacuum Delivry System6cm and 11cm markings | 3000
245 | 2027/SPC/N/R/S/00344 | 12401100 | Tamponade Balloon Catheter Bakri type (or similar) | 1800
246 | 2027/SPC/N/R/S/00344 | 12400301 | Umbilical Cord Clamps. Sterile. | 7000
247 | 2027/SPC/N/R/S/00344 | 12401202 | Modified Shepard Intrauterine Insemination (IUI) Catheter | 5000
248 | 2027/SPC/N/R/S/00347 | 15303503 | Standard feeding PEG System (Pull Type) 24Fr, sterile. | 2900
249 | 2027/SPC/N/R/S/00347 | 15304001 | ERCP Triple Lumen Bow Sphincterotome .20mm-25mm | 500
250 | 2027/SPC/N/R/S/00347 | 15304002 | ERCP Triple Lumen Bow Sphincterotome .cut.length 30mm | 200
251 | 2027/SPC/N/R/S/00347 | 15304101 | ERCP SphincterotomeTriple Lumen pre cut Ndl Knife | 220
252 | 2027/SPC/N/R/S/00347 | 15305002 | ERCP stiff Guide Wire0.025" x 450cm ,straight tip | 2000
253 | 2027/SPC/N/R/S/00347 | 15305003 | ERCP stiff Guide Wire0.035" x 450cm straight tip | 110
254 | 2027/SPC/N/R/S/00347 | 15305004 | ERCP stiff Guide Wire0.025" x 450cm angled tip | 450
255 | 2027/SPC/N/R/S/00347 | 15305501 | Stone Extraction Basket, 2cmw/l 200cm | 70
256 | 2027/SPC/N/R/S/00347 | 15306501 | ERCP Stone Extraction BalloonOD 9mm -12mm | 330
257 | 2027/SPC/N/R/S/00347 | 15306502 | ERCP Stone Extraction BalloonOD 12mm -15mm | 100
258 | 2027/SPC/N/R/S/00347 | 15307002 | ERCP Biliary Dilatat. Balloon6mm x 2-4cm | 130
259 | 2027/SPC/N/R/S/00347 | 15307003 | ERCP Biliary Dilatat. Balloon8mm x 2-4cm | 85
260 | 2027/SPC/N/R/S/00347 | 15307401 | ERCP Biliary Drainage PlasticStent 10Fr x 10cm single end pigtail shape | 240
261 | 2027/SPC/N/R/S/00347 | 15307402 | ERCP Biliary Drainage Plastic10Fr x 12cm single end pigtail shape | 140
262 | 2027/SPC/N/R/S/00347 | 15307403 | ERCP Biliary Drainage Plastic Stent 10Fr x 15c single end pigtail shape | 170
263 | 2027/SPC/N/R/S/00347 | 15307501 | ERCP Biliary Plastic Stent7Fr x 7cm Amsterdam/duodenalbend shape | 340
264 | 2027/SPC/N/R/S/00347 | 15307502 | ERCP Biliary Plastic Stent7Fr x 10cm Amsterdam/duodenal bend shape | 330
265 | 2027/SPC/N/R/S/00347 | 15307503 | ERCP Biliary Plastic Stent7Fr x 12cm Amsterdam/duodenal bend shape | 320
266 | 2027/SPC/N/R/S/00347 | 15307510 | ERCP Biliary Plastic Stent10Fr x 10cm Amsterdam/duodenal bend shape | 660
267 | 2027/SPC/N/R/S/00347 | 15307511 | ERCP Biliary Plastic Stent10Fr x 12cm Amsterdam/duodenal bend shape | 360
268 | 2027/SPC/N/R/S/00347 | 15307514 | ERCP Biliary Plastic Stent10Fr x 10cm double end pigtail shape | 120
269 | 2027/SPC/N/R/S/00347 | 15307515 | ERCP Biliary Plastic Stent10Fr x 12cm double end pigtail shape | 175
270 | 2027/SPC/N/R/S/00347 | 15307601 | ERCP Pancreatic Drainage Plastic Stent 5Fr x 5cm | 620
271 | 2027/SPC/N/R/S/00347 | 15307602 | ERCP Pancreatic Drainage Plastic stent 5Fr x 7cm | 600
272 | 2027/SPC/N/R/S/00347 | 15307603 | ERCP Pancreatic Drainage Plastic Stent 5Fr x 10cm | 350
273 | 2027/SPC/N/R/S/00347 | 15307604 | ERCP Pancreatic Drainage Plastic Stent 5Fr x 12cm | 240
274 | 2027/SPC/N/R/S/00347 | 15307607 | ERCP Pancreatic Drainage Plastic Stent 7Fr x 10cm | 350
275 | 2027/SPC/N/R/S/00347 | 15307608 | ERCP Pancreatic Drainage Plastic Stent 7Fr x 12cm | 220
276 | 2027/SPC/N/R/S/00347 | 15308002 | ERCP Pancreatic Plastic stentpush catheter. 7 Fr | 95
277 | 2027/SPC/N/R/S/00347 | 15308201 | ERCP Billiary stent introducer7-11Fr Push. cath. | 130
278 | 2027/SPC/N/R/S/00347 | 15308503 | ERCP Billiary Self ExpandableUnco. Metal Stent 10cm-15cm | 125
279 | 2027/SPC/N/R/S/00347 | 15310002 | ERCP Billiary cytology brush 6Fr | 90
280 | 2027/SPC/N/R/S/00348 | 12400601 | Cervical Spatula Ayre type, (or similar), with cytobrush, plastic, sterile. | 22000
281 | 2027/SPC/N/R/S/00352 | 21001803 | Cystoscope Lithotrite Stone Punch 25Fr sheath, with central valve and obturator Karl Storz type or similar. | 19
282 | 2027/SPC/N/R/S/00352 | 21001001 | Urethral Dilator Female Straight Set, single ended, comprising; sizes 6Fr - 28Fr (12 sizes). | 40
283 | 2027/SPC/N/R/S/00352 | 21001513 | Telescope for Paediatric Cystoscope, 30 degrees, 2.7 mm dia.,Karlstorz type or similar. | 22
284 | 2027/SPC/N/R/S/00352 | 21001002 | Urethral Dilator Curved Set, double ended, comprising; sizes 4mm/7mm - 15mm/18mm for Paed.Surgery. | 30
285 | 2027/SPC/N/R/S/00352 | 21001004 | Urethral Dilator Curved Set, single ended with guide wire channel, comprising; sizes 6Fr - 28Fr (12 sizes). | 16
286 | 2027/SPC/N/R/S/00352 | 21001806 | Optical Urethrotome Paediatric Set size 9Fr, Karlstorz type or similar. | 12
287 | 2027/SPC/N/R/S/00352 | 21002601 | Urethral Bougie Retrograde, Hey Groves (Turner Warwick) type (or similar) 4/7 E.G, 170mm. | 19
288 | 2027/SPC/N/R/S/00352 | 21002603 | Urethral Bougie Retrograde, Hey Groves (Turner Warwick) type (or similar) 8/11 E.G, 170mm . | 11
289 | 2027/SPC/N/R/S/00352 | 21001102 | Telescope Bridge for adult cystoscope with 2 instrument channels. | 50
290 | 2027/SPC/N/R/S/00352 | 21001601 | Active cutting working Element Set for size 24Fr-26Fr Resectoscope sheath, Karlstorz type or similar. | 17
291 | 2027/SPC/N/R/S/00352 | 21001807 | Resectoscope paediatric, size 9Fr | 8
292 | 2027/SPC/N/R/S/00352 | 21002602 | Urethral Bougie Retrograde, Hey Groves (Turner Warwick) type (or similar) 6/9 E.G, 170mm . | 14
293 | 2027/SPC/N/R/S/00352 | 21000201 | Introducer for Balloon Catheters, 460mm(approx.) length. | 40
294 | 2027/SPC/N/R/S/00352 | 21001517 | Telescope for use with paediatric cystoscope,0 degree,1.2mm dia.,18cm length. | 13
295 | 2027/SPC/N/R/S/00352 | 21001809 | Resectoscope Sheath size 26Fr,Karlstorz type or similar. | 10
296 | 2027/SPC/N/R/S/00352 | 21001103 | Telescope Bridge for paediatric cystoscope with two instrument channels. | 20
297 | 2027/SPC/N/R/S/00352 | 21002701 | Soft Stone Fragment Grasper Forceps, size 3FR, 40cm length for use with nephroscope, Karlstorz type or similar. | 60
298 | 2027/SPC/N/R/S/00352 | 21000501 | Kidney Stone Forceps, heiming type or similar, 170mm f/Paed.Surgery. | 26
299 | 2027/SPC/N/R/S/00352 | 21002702 | Stone Fragment Grasper Forceps, with toothed crocodile action jaw, size 10FR- 11FR, 40cm length for use with nephroscope, Karlstorz type or similar. | 65
300 | 2027/SPC/N/R/S/00352 | 21001003 | Urethral Dilator Curved Set, single ended, comprising; sizes 6Fr - 28Fr. | 35
301 | 2027/SPC/N/R/S/00352 | 21001514 | Telescope for Paediatric Cystoscope, 0 degree, 2.7mm dia., Karlstorz type or similar. | 20
302 | 2027/SPC/N/R/S/00352 | 21001518 | Telescope for use with paediatric resectoscope,0 degree, 1.9mm/2.1mm dia.,18cm length. | 12
303 | 2027/SPC/N/R/S/00352 | 21001501 | Telescope for adult Cystoscope, 0 degree, 4mm diameter, autoclavable, Karlstorz type or similar. | 40
304 | 2027/SPC/N/R/S/00352 | 21001505 | Telescope for adult Cystoscope, 12 degrees, 4mm dia. Karlstorz type or similar. | 30
305 | 2027/SPC/N/R/S/00353 | 21003304 | Semi Rigid Uretero-renoscope, size 8Fr Sheath, with 4Fr or above working channel,Karlstorz type or similar. | 26
306 | 2027/SPC/N/R/S/00353 | 21003802 | Telescopic Metal Fascial Dilator Set, Alken type or similar. | 30
307 | 2027/SPC/N/R/S/00353 | 21004401 | Cystoscope Paediatric, size 8Fr with instrument channel. | 12
308 | 2027/SPC/N/R/S/00353 | 21004501 | Visual obturator for Resectoscope Sheath size 24Fr - 26 Fr, Karlstorz type or similar. | 30
309 | 2027/SPC/N/R/S/00353 | 21003502 | Small Fragment Grasping Forceps, size 3-4Fr,60cm length, Karlstorz type or similar. | 35
310 | 2027/SPC/N/R/S/00353 | 21050102 | Forceps for Stent Removal, size 7Fr, 40cm length. | 70
311 | 2027/SPC/N/R/S/00353 | 21003501 | Large Fragment Grasping Forceps, size 3-4Fr, 60cm length for use with Uretero-renoscope,Karlstorz type or similar. | 20
312 | 2027/SPC/N/R/S/00353 | 21003901 | Male Urethral Meatal Dilator. | 30
313 | 2027/SPC/N/R/S/00353 | 21003601 | Biospy Forceps, size 3-4Fr,60cm length for use with Uretero-renoscope,Karlstorz type or similar. | 30
314 | 2027/SPC/N/R/S/00353 | 21003602 | Rigid Optical Foreign Body Grasper for Cystoscope,toothed , Karlstorz type or similar | 15
315 | 2027/SPC/N/R/S/00353 | 21003604 | Rigid Optical Biopsy Forcep for Cystoscope, cold cup, Karlstorz type or similar. | 30
316 | 2027/SPC/N/R/S/00353 | 21003303 | Semi Rigid Uretero-renoscope, size 7Fr Sheath, with 3Fr or above working channel, Karlstorz type or similar. | 30
317 | 2027/SPC/N/R/S/00353 | 21003702 | Nephroscope Sheath with obturator, size 24Fr, 20cm or above length,Karlstorz type or similar. | 12
318 | 2027/SPC/N/R/S/00353 | 21004201 | High Frequency Diathermy cord for Resectoscopes, for use with working element 24 Fr and 26Fr. | 80
319 | 2027/SPC/N/R/S/00353 | 21003701 | Nephroscope Sheath, size 26Fr Sheath with obturator,20cm or above length, Karlstorz type or similar. | 9
320 | 2027/SPC/N/R/S/00353 | 21004400 | Cystoscope Paediatric, size 10Fr with instrument channel. | 14
321 | 2027/SPC/N/R/S/00355 | 13002201 | Eye Shield, plastictransparent, boilable | 145000
322 | 2027/SPC/N/R/S/00355 | 13003902 | Capsular Tension Ring, size11mm | 1500
323 | 2027/SPC/N/R/S/00355 | 13003905 | Capsular TensionRing,F/A,R,10-12mm | 200
324 | 2027/SPC/N/R/S/00355 | 13015401 | Trolley Drape for ophthalmic | 30000
325 | 2027/SPC/N/R/S/00355 | 13002301 | Acrylic Universal Conformer,small size. | 700
326 | 2027/SPC/N/R/S/00355 | 13003904 | Capsular TensionRing,F/A,L,,10-12mm | 260
327 | 2027/SPC/N/R/S/00355 | 13002505 | Hydrodissection Cannula,size 26G | 7000
328 | 2027/SPC/N/R/S/00355 | 13004701 | Flexible Iris Retractor(Iris hooks) | 5100
329 | 2027/SPC/N/R/S/00355 | 13003901 | Capsular Tension Ring, size10mm | 1500
330 | 2027/SPC/N/R/S/00355 | 13001101 | Aspirating/Irrigating Cannula23G Simcoe | 3000
331 | 2027/SPC/N/R/S/00355 | 13002001 | Implant Valve for glucomaAhamad type,for adults | 280
332 | 2027/SPC/N/R/S/00355 | 13003102 | DCR Tube - Crawford lacrimalcannulation stent | 1500
333 | 2027/SPC/N/R/S/00355 | 13003903 | Capsular Tension Ring, size12mm | 900
334 | 2027/SPC/N/R/S/00355 | 13002002 | Implant Valve for glucoma,Ahamad type,for paediatrics | 100
335 | 2027/SPC/N/R/S/00355 | 13004901 | Mckool capsular support. hooks | 1500
336 | 2027/SPC/N/R/S/00355 | 13002503 | Air Injection Cannula, size 27 | 9000
337 | 2027/SPC/N/R/S/00355 | 13002303 | Acrylic Universal Conformer,Large | 1300
338 | 2027/SPC/N/R/S/00355 | 13002302 | Acrylic Universal Conformer,Medium | 1700
339 | 2027/SPC/N/R/S/00356 | 13004103 | Paracentesis (Side Port) Knifesize 1.2mm, angled 15 deg. | 18000
340 | 2027/SPC/N/R/S/00356 | 13004207 | Ophthalmic Scleral knife (MVR knife) ,20G. | 7300
341 | 2027/SPC/N/R/S/00356 | 13004201 | Keratome Knife,2.2mm,(Slit knife),45 deg. ang. | 190000
342 | 2027/SPC/N/R/S/00356 | 13004501 | Crecent Knife, size 20G | 4500
343 | 2027/SPC/N/R/S/00356 | 13004101 | Paracentesis Knife,1.0mm | 7000
344 | 2027/SPC/N/R/S/00356 | 13004202 | Keratome Knife (Slit knife)size 2.6mm, angled 45 deg. | 0
345 | 2027/SPC/N/R/S/00357 | 13005026 | Intra Occu.Lens,h/phobic. 21D | 11000
346 | 2027/SPC/N/R/S/00357 | 13005027 | Intra Occu.Lens,h/phobic.21.5D | 18000
347 | 2027/SPC/N/R/S/00357 | 13005029 | Intra Occu.Lens,h/phobic.22.5D | 20000
348 | 2027/SPC/N/R/S/00357 | 13005030 | Intra Occu.Lens,h/phobic. 23D | 21000
349 | 2027/SPC/N/R/S/00357 | 13005031 | Intra Occu.Lens,h/phobic.23.5D | 20000
350 | 2027/SPC/N/R/S/00357 | 13005032 | Intra Occu.Lens,h/phobic. 24D | 17000
351 | 2027/SPC/N/R/S/00357 | 13005036 | Intra Occu.Lens,h/phobic. 26D | 4000
352 | 2027/SPC/N/R/S/00357 | 13005043 | Intra Occu.Lens,h/phobic.17.5D | 1300
353 | 2027/SPC/N/R/S/00357 | 13005021 | Intra Occu.Lens,h/phobic.18.5D | 4000
354 | 2027/SPC/N/R/S/00357 | 13005025 | Intra Occu.Lens,h/phobic.20.5D | 13000
355 | 2027/SPC/N/R/S/00357 | 13005034 | Intra Occu.Lens,h/phobic. 25D | 8500
356 | 2027/SPC/N/R/S/00357 | 13005022 | Intra Occu.Lens,h/phobic. 19D | 5500
357 | 2027/SPC/N/R/S/00357 | 13005024 | Intra Occu.Lens,h/phobic. 20D | 10500
358 | 2027/SPC/N/R/S/00357 | 13005035 | Intra Occu.Lens,h/phobic.25.5D | 7000
359 | 2027/SPC/N/R/S/00357 | 13005020 | Intra Occu.Lens,h/phobic.18 D | 3500
360 | 2027/SPC/N/R/S/00357 | 13005028 | Intra Occu.Lens,h/phobic. 22D | 20000
361 | 2027/SPC/N/R/S/00357 | 13005033 | Intra Occu.Lens,h/phobic.24.5D | 13000
362 | 2027/SPC/N/R/S/00357 | 13005023 | Intra Occu.Lens,h/phobic.19.5D | 6000
363 | 2027/SPC/N/R/S/00358 | 13010001 | Bandage contact lens 14.2 | 5800
364 | 2027/SPC/N/R/S/00358 | 13010002 | Bandage contact lens 16 | 1700
365 | 2027/SPC/N/R/S/00361 | 20700502 | Clamp IntestinalLane,str,l/s,310mm | 25
366 | 2027/SPC/N/R/S/00361 | 20700104 | Clamp Intest.cruhingPayr.w/pin,280mm | 24
367 | 2027/SPC/N/R/S/00361 | 20700601 | Clamp intestinalResano,ang,265mm | 8
368 | 2027/SPC/N/R/S/00361 | 20703801 | DENIS BROWN Bowel Hold Forc190mm | 9
369 | 2027/SPC/N/R/S/00361 | 20700101 | Clamp Intestinal crushingpayr.200mm | 35
370 | 2027/SPC/N/R/S/00361 | 20700801 | Clamp Intes.Schoemaker,str,200mm | 14
371 | 2027/SPC/N/R/S/00361 | 20700105 | Clamp Intes.Payr,55mmbld,180mm | 10
372 | 2027/SPC/N/R/S/00361 | 20700201 | Clamp Intestinal Doyen cvd.240mm | 60
373 | 2027/SPC/N/R/S/00361 | 20700901 | Suction tube Poolew/det.out.tube. 220mm | 180
374 | 2027/SPC/N/R/S/00361 | 20700902 | Suction Cannula Adson. 200mmx 4mm dia | 80
375 | 2027/SPC/N/R/S/00361 | 20701302 | Lane's twin clamp | 20
376 | 2027/SPC/N/R/S/00361 | 20700301 | Clamps stomach Moyinihan 200mm | 25
377 | 2027/SPC/N/R/S/00361 | 20700401 | Clamp Intes.MayoRobson,cvd,250mm | 30
378 | 2027/SPC/N/R/S/00361 | 20700402 | Clamp Intes.MayoRobson,str,250mm | 35
379 | 2027/SPC/N/R/S/00361 | 20700501 | Clamp IntestinalLane,cvd,l/s,310mm | 30
380 | 2027/SPC/N/R/S/00361 | 20703702 | BAINBRIDGE Int clamp cvd chld15cm | 7
381 | 2027/SPC/N/R/S/00367 | 12708001 | Set of Fragment specific Plates f/upper limb | 370
382 | 2027/SPC/N/R/S/00378 | 21201102 | Cannulated Drill bit for 7.0mm cannu.screw sys. | 70
383 | 2027/SPC/N/R/S/00378 | 21207206 | Drill Bit,Jacob Chuck, 3.5mm,95/80mm | 60
384 | 2027/SPC/N/R/S/00378 | 21207208 | Drill Bit,Jacob Chuck, 4.5mm,130/115mm | 80
385 | 2027/SPC/N/R/S/00378 | 21207301 | Drill Bit, AO Q/C, 2.5mm,110/85mm | 450
386 | 2027/SPC/N/R/S/00378 | 21207302 | Drill Bit, AO Q/C, 2.5mm,180/155mm | 200
387 | 2027/SPC/N/R/S/00378 | 21207401 | Drill Bit, AO Q/C,3.2mm,145/120mm | 400
388 | 2027/SPC/N/R/S/00378 | 21207402 | Drill Bit, AO Q/C, 3.2mm,195/170mm | 550
389 | 2027/SPC/N/R/S/00378 | 21207501 | Drill Bit, AO Q/C, 3.5mm,100/85mm | 600
390 | 2027/SPC/N/R/S/00378 | 21207502 | Drill Bit, AO Q/C, 3.5mm,195/170mm | 350
391 | 2027/SPC/N/R/S/00378 | 21207601 | Drill Bit, AO Q/C, 4.5mm,145/120mm | 500
392 | 2027/SPC/N/R/S/00378 | 21207602 | Drill Bit, AO Q/C, 4.5mm,195/170mm | 300
393 | 2027/SPC/N/R/S/00378 | 21207605 | Drill Bits for LHS,2.8mm | 550
394 | 2027/SPC/N/R/S/00378 | 21207606 | Drill Bits for LHS,4.3mm | 440
395 | 2027/SPC/N/R/S/00378 | 21207901 | Bone Screw Box f/ 5/4.5mm scr. | 25
396 | 2027/SPC/N/R/S/00378 | 21208102 | Depth Gauge for smallfragment set | 100
397 | 2027/SPC/N/R/S/00378 | 21208103 | Depth Gauge for largefragment set | 160
398 | 2027/SPC/N/R/S/00379 | 13200002 | Aural Grommet,Shah,1.0mm | 2000
399 | 2027/SPC/N/R/S/00379 | 13200201 | Silicon block 75mm x 120mmthickness 13mm, unsterile | 45
400 | 2027/SPC/N/R/S/00379 | 13200300 | Stapes Prosthesis 0.4mm | 130
401 | 2027/SPC/N/R/S/00379 | 13200301 | Stapes prosthesis 0.6mm | 400
402 | 2027/SPC/N/R/S/00379 | 13200501 | Nasal Tampons 8mm, str. w/draw string | 9600
403 | 2027/SPC/N/R/S/00379 | 13200602 | Speaking valve f.tracheo. tube | 180
404 | 2027/SPC/N/R/S/00379 | 13201201 | Silicon sheeting 25mm x 25mm 0.13mm | 60
405 | 2027/SPC/N/R/S/00379 | 13202501 | Silver Nitrate cautary stick. | 3500
406 | 2027/SPC/N/R/S/00379 | 13201600 | Ear Wick,Pope type,sterile | 9000
407 | 2027/SPC/N/R/S/00380 | 13200103 | BTE hearing aids.f.Moderate to severe HL | 6700
408 | 2027/SPC/N/R/S/00380 | 13200104 | BTE hearing aids.f.S to Pro.HL | 7500
409 | 2027/SPC/N/R/S/00381 | 13203001 | Tracheos.Tube Plain,size 3mm | 870
410 | 2027/SPC/N/R/S/00381 | 13203101 | Tracheo. Tube w/cuff 5.0mm | 600
411 | 2027/SPC/N/R/S/00381 | 13203102 | Tracheo. Tube w/cuff 6.0mm | 800
412 | 2027/SPC/N/R/S/00381 | 13203103 | Tracheo. Tube w/cuff 6.5mm | 1000
413 | 2027/SPC/N/R/S/00381 | 13203201 | Tracheo.Tube w/ inner can. kit 6.0mm (Double lumen) | 500
414 | 2027/SPC/N/R/S/00381 | 13203202 | Tracheo.Tube w/ inner can. kit 6.5mm (Double lumen) | 850
415 | 2027/SPC/N/R/S/00381 | 13203203 | Tracheo.Tube w/ inner can. kit 7.0mm (Double lumen) | 2000
416 | 2027/SPC/N/R/S/00381 | 13203204 | Tracheo.Tube w/ inner can. kit 7.5mm (Double lumen) | 1500
417 | 2027/SPC/N/R/S/00381 | 13203205 | Tracheo.Tube w/ inner can. kit 8.0mm (Double lumen) | 500
418 | 2027/SPC/N/R/S/00384 | 14500408 | Elasticated Crape Bandage 6 inches (For Orthopaedic purposes). | 20000
419 | 2027/SPC/N/R/S/00384 | 14501101 | Bandage P.O.P. 7.5 cm x 2.7 m | 125000
420 | 2027/SPC/N/R/S/00384 | 14501102 | Bandage P.O.P. 10cmx2.7m | 200000
421 | 2027/SPC/N/R/S/00384 | 14501103 | Bandage P.O.P. 15 cm x 2.7 m | 525000
422 | 2027/SPC/N/R/S/00384 | 14501104 | Bandage P.O.P. 5 cm x 2.7 m | 10000
423 | 2027/SPC/N/R/S/00384 | 14501201 | Paraffin Gauze 10cm x 10cm | 75000
424 | 2027/SPC/N/R/S/00384 | 14501701 | Transparent Film Dressing for venous /arterial/epidural catheter fixation, Small 4-5 x 5-6 cm | 93000
425 | 2027/SPC/N/R/S/00384 | 14501801 | Semipermeable waterproof & transparent hypoallergenic adhesive film dressing (5cm-6cm) x7cm | 25000
426 | 2027/SPC/N/R/S/00386 | 14541002 | Soft cloth liner Tape 5 cm x (3-5) m | 375000
427 | 2027/SPC/N/R/S/00386 | 14541003 | Soft cloth liner Tape 10 cm x 10 m | 700000
428 | 2027/SPC/N/R/S/00387 | 18000103 | Auxiliary Gutta Percha Points for root canal filling. | 1000
429 | 2027/SPC/N/R/S/00387 | 18000104 | Gutta percha points Pkt. ISO45-80 | 5000
430 | 2027/SPC/N/R/S/00387 | 18000106 | Gutta percha Points Pkt. Size15-40 | 10000
431 | 2027/SPC/N/R/S/00387 | 18000111 | GP points f/root canal fill.ISO size 25 in Individual pack | 1800
432 | 2027/SPC/N/R/S/00387 | 18000112 | GP points f/root canal fillingISO size 30in Individual pack | 1400
433 | 2027/SPC/N/R/S/00387 | 18000113 | Greater taper GP points size F1 or similar. | 1800
434 | 2027/SPC/N/R/S/00387 | 18000114 | Greater taper GP points size F2 or similar. | 2000
435 | 2027/SPC/N/R/S/00387 | 18000115 | Greater taper GP points size F3 or similar. | 1500
436 | 2027/SPC/N/R/S/00387 | 18000201 | Absorbent Paper Point 45-80assorted pack | 7500
437 | 2027/SPC/N/R/S/00387 | 18000202 | Absorbent Paper points 15-40assorted pack | 13000
438 | 2027/SPC/N/R/S/00387 | 18000205 | Absorbent Paper Points-ISO 30Individual pack | 4000
439 | 2027/SPC/N/R/S/00387 | 18000404 | 5% Sodium fluoride varnish, 2.26%weght or 226mg Fl/ml | 30000
440 | 2027/SPC/N/R/S/00387 | 18000405 | Silver diamine Fluoride (SDF) liquid 38% 1-5ml with pack of micro brushes with 100 Nos. | 300
441 | 2027/SPC/N/R/S/00387 | 18000601 | Root Canal Sealer, Calcium Hydroxide based for root canal obturation. | 1800
442 | 2027/SPC/N/R/S/00387 | 18000602 | Root Canal Sealer, Resin based, for root canal obturation. | 900
443 | 2027/SPC/N/R/S/00387 | 18000603 | Quick setting Ca(OH)2 f.lining | 3000
444 | 2027/SPC/N/R/S/00387 | 18000701 | Acidulated Phosphate fluoridegels,1.23%weight or 12mg Fl/ml | 500
445 | 2027/SPC/N/R/S/00387 | 18000110 | GP Points f/root canal fillingISO size 20 ,individual pack | 1500
446 | 2027/SPC/N/R/S/00388 | 18000902 | Light Curing GIC Restorative Material. | 1500
447 | 2027/SPC/N/R/S/00388 | 18001101 | Glass Ionomer (G.I.C.) Restorative Material for anterior restorations. | 6000
448 | 2027/SPC/N/R/S/00388 | 18001102 | Glass Ionomer Restorative Material (G.I.C.) for posterior restorations. | 11000
449 | 2027/SPC/N/R/S/00388 | 18001111 | Temporary Fill.material ZnO | 6500
450 | 2027/SPC/N/R/S/00388 | 18001113 | Composites Resin Filling Material, Light Cure Complete Set. | 2500
451 | 2027/SPC/N/R/S/00388 | 18001114 | Self cure Glass Inomer cement as Fissure Sealent. | 1500
452 | 2027/SPC/N/R/S/00388 | 18001115 | Tri Calcium Silicate basedmaterial | 150
453 | 2027/SPC/N/R/S/00388 | 18001201 | Shade A1, light curing composite resin. | 750
454 | 2027/SPC/N/R/S/00388 | 18001202 | Shade A2, light curing composite resin. | 1500
455 | 2027/SPC/N/R/S/00388 | 18001203 | Shade A3, light curing composite resin. | 1250
456 | 2027/SPC/N/R/S/00388 | 18001205 | Shade A3.5, light curing composite resin. | 750
457 | 2027/SPC/N/R/S/00388 | 18001207 | Light curing flowable composite resin. | 2000
458 | 2027/SPC/N/R/S/00388 | 18001402 | EDTA Gel 17% in preloaded syringes for use in endodontics. | 2000
459 | 2027/SPC/N/R/S/00388 | 18001403 | Sodium Hypoclorite 3% - 6%solution | 6000
460 | 2027/SPC/N/R/S/00388 | 18002203 | Polishing and Finishing Discs | 1250
461 | 2027/SPC/N/R/S/00388 | 18002204 | Polishing and Finishing cone | 1000
462 | 2027/SPC/N/R/S/00388 | 18002901 | Wedges, pack for dentalrestorative | 800
463 | 2027/SPC/N/R/S/00388 | 18003307 | Luting Cement G.I.Based | 500
464 | 2027/SPC/N/R/S/00388 | 18003501 | Alloplastic bone graft /Substitute material | 80
465 | 2027/SPC/N/R/S/00388 | 18003604 | Alginate Impression powder | 8000000
466 | 2027/SPC/N/R/S/00388 | 18003701 | Resorbable Collagen Membrane | 80
467 | 2027/SPC/N/R/S/00388 | 18004001 | Etching Gel (37% phosphoric acid), composite compatible 2g syringe. | 9000
468 | 2027/SPC/N/R/S/00388 | 18003201 | Non-setting Ca(OH)2 IodoformMaterial | 2500
469 | 2027/SPC/N/R/S/00394 | 18300303 | Wool Buff Brushes,80-100mm | 150
470 | 2027/SPC/N/R/S/00394 | 18300501 | Plaster Cutting Burs, 2.35mm diameter. | 125
471 | 2027/SPC/N/R/S/00394 | 18300801 | Plaster of Paris Hard Powder, 25kg - 50kg pack. | 3000
472 | 2027/SPC/N/R/S/00394 | 18300802 | Plaster of Paris Hard Powder, 5kg pack. | 7750
473 | 2027/SPC/N/R/S/00394 | 18300901 | Plaster of Paris Soft Powder, white, 25kg - 50kg pack. | 11000
474 | 2027/SPC/N/R/S/00394 | 18300902 | Plaster of Paris Soft Powder, white, 5kg pack. | 6000
475 | 2027/SPC/N/R/S/00394 | 18301601 | Acrylic Teeth of cross-linked material, plastic teeth type, set of 28. | 1600
476 | 2027/SPC/N/R/S/00394 | 18301602 | Acrylic Teeth of cross-linked material, plastic teeth type, set of 6 for Lower. | 1500
477 | 2027/SPC/N/R/S/00394 | 18301603 | Acrylic Teeth of cross-linked material, plastic teeth type, set of 6 for Upper. | 2600
478 | 2027/SPC/N/R/S/00394 | 18301605 | Acrylic Teeth of cross-linked material, plastic teeth type, set of 8 Upper. | 1000
479 | 2027/SPC/N/R/S/00394 | 18301801 | Dental Modeling Wax, 250g-500g pack. | 375000
480 | 2027/SPC/N/R/S/00394 | 18301910 | Tray Acrylic Material powder and liquid pack. | 50
481 | 2027/SPC/N/R/S/00394 | 18302203 | Orthodontic Stainless Steel Wire, Soft, half round, size 0.90mm diameter. | 375
482 | 2027/SPC/N/R/S/00396 | 18405001 | Bondable tubes for all firstperm.molars,single,MBT 022 | 3000
483 | 2027/SPC/N/R/S/00396 | 18405002 | Bondable tubes f/all 2nd perm.molar,single ,MBT,022 | 2800
484 | 2027/SPC/N/R/S/00396 | 18406301 | Orthodontic retainer wires,dead soft | 1500
485 | 2027/SPC/N/R/S/00396 | 18401601 | Univer. Solde. Flux Powderfor S/S wires | 9000
486 | 2027/SPC/N/R/S/00396 | 18406101 | vinyl polysiloxane impressionmaterial putty 92 x 610ml | 20
487 | 2027/SPC/N/R/S/00397 | 12603512 | Cortical Bone Screw 4.5mm ,self tapping, 36mm | 50000
488 | 2027/SPC/N/R/S/00397 | 12603513 | Cortical Bone Screw 4.5mm ,self tapping, 38mm | 28500
489 | 2027/SPC/N/R/S/00397 | 12603510 | Cortical Bone Screw 4.5mm ,self tapping, 32mm | 25600
490 | 2027/SPC/N/R/S/00397 | 12603514 | Cortical Bone Screw 4.5mm ,self tapping,40mm | 17000
491 | 2027/SPC/N/R/S/00397 | 12603515 | Cortical Bone Screw 4.5mm ,self tapping, 42mm | 5000
492 | 2027/SPC/N/R/S/00397 | 12600105 | 8 HOLE DCP, Broad plate | 1350
493 | 2027/SPC/N/R/S/00397 | 12600106 | 9 HOLE DCP, Broad Plate | 650
494 | 2027/SPC/N/R/S/00397 | 12600107 | 10 HOLE DCP, Broad Plate | 350
495 | 2027/SPC/N/R/S/00397 | 12600205 | 8 HOLE DCP, Narrow Plate | 750
496 | 2027/SPC/N/R/S/00397 | 12600207 | 10 HOLE DCP, Narrow Plate | 450
497 | 2027/SPC/N/R/S/00397 | 12600208 | 11 HOLE DCP, Narrow Plate | 450
498 | 2027/SPC/N/R/S/00397 | 12600209 | 12 HOLE DCP, Narrow Plate | 450
499 | 2027/SPC/N/R/S/00397 | 12600603 | 4 HOLE T - buttress Bone Plate | 1650
500 | 2027/SPC/N/R/S/00397 | 12600605 | 6 HOLE T - buttress Bone Plate | 1000
501 | 2027/SPC/N/R/S/00397 | 12600607 | 8 HOLE T - buttress Bone Plate | 1400
502 | 2027/SPC/N/R/S/00397 | 12603808 | Can. Bone Screw 6.5mm 32mm/TAO type60mm | 3000
503 | 2027/SPC/N/R/S/00397 | 12602403 | 3 HOLE/5 HOLE T Bone Plate,right | 1800
504 | 2027/SPC/N/R/S/00397 | 12602602 | 2HOLE/6HOLE T Plate, humeral& tibial | 900
505 | 2027/SPC/N/R/S/00397 | 12603511 | Cortical Bone Screw 4.5mm ,self tapping, 34mm | 45000
506 | 2027/SPC/N/R/S/00397 | 12603810 | Can. Bone Screw 6.5mm 32mm/TAO type70mm | 3700
507 | 2027/SPC/N/R/S/00397 | 12603811 | Can. Bone Screw 6.5mm 32mm/TAO type75mm | 2300
508 | 2027/SPC/N/R/S/00397 | 12603812 | Can. Bone Screw 6.5mm 32mm/TAO type80mm | 3300
509 | 2027/SPC/N/R/S/00397 | 12603813 | Can. Bone Screw 6.5mm 32mm/TAO type85mm | 3400
510 | 2027/SPC/N/R/S/00397 | 12603907 | 55mm Cancellous screw 6.5mmdia: 16mm/th | 3600
511 | 2027/SPC/N/R/S/00397 | 12603908 | 60mm Cancellous screw 6.5mmdia: 16mm/th | 500
512 | 2027/SPC/N/R/S/00397 | 12603909 | 65mm Cancellous screw 6.5mmdia: 16mm/th | 3100
513 | 2027/SPC/N/R/S/00397 | 12603910 | 70mm Cancellous screw 6.5mmdia: 16mm/th | 1700
514 | 2027/SPC/N/R/S/00397 | 12604007 | 60mm Cancellous screws 6.5mm,f/th | 2300
515 | 2027/SPC/N/R/S/00397 | 12604008 | 65mm Cancellous screws 6.5mm,f/th | 2500
516 | 2027/SPC/N/R/S/00397 | 12604009 | 70mm Cancellous screws 6.5mm,f/th | 2200
517 | 2027/SPC/N/R/S/00397 | 12604010 | 75mm Cancellous screws 6.5mm,f/th | 1000
518 | 2027/SPC/N/R/S/00397 | 12603507 | Cortical Bone Screw 4.5mm,self tapping, 26mm | 8300
519 | 2027/SPC/N/R/S/00397 | 12603508 | Cortical Bone Screw 4.5mm,self tapping, 28mm | 15000
520 | 2027/SPC/N/R/S/00397 | 12603509 | Cortical Bone Screw 4.5mm ,self tapping, 30mm | 20000
521 | 2027/SPC/N/R/S/00397 | 12603809 | Can. Bone Screw 6.5mm 32mm/TAO type65mm | 3000
522 | 2027/SPC/N/R/S/00398 | 12603404 | 16mm Cortical Bone Screw,,self tapping, 3.5mm dia: | 75000
523 | 2027/SPC/N/R/S/00398 | 12603405 | 18mm Cortical Bone Screw,,self tapping, 3.5mm dia: | 25700
524 | 2027/SPC/N/R/S/00398 | 12603602 | 14mm Can. Bone Screw 4.0mm F/T | 9500
525 | 2027/SPC/N/R/S/00398 | 12603603 | 16mm Can. Bone Screw 4.0mm F/T | 7500
526 | 2027/SPC/N/R/S/00398 | 12603712 | 32mm Can. Bone Screw 4.0mm S/T | 6700
527 | 2027/SPC/N/R/S/00398 | 12603714 | 40mm Can. Bone Screw 4.0mm S/T | 1800
528 | 2027/SPC/N/R/S/00398 | 12603713 | 34mm Can. Bone Screw 4.0mm S/T | 2000
529 | 2027/SPC/N/R/S/00398 | 12600805 | 6 HOLE DCP,Small, 74mm | 2900
530 | 2027/SPC/N/R/S/00398 | 12600806 | 7 HOLE DCP,Small, 86mm | 2500
531 | 2027/SPC/N/R/S/00398 | 12600807 | 8 HOLE DCP,Small, 98mm | 4000
532 | 2027/SPC/N/R/S/00398 | 12600809 | 10 HOLE DCP,Small, 122mm | 3700
533 | 2027/SPC/N/R/S/00398 | 12600904 | 6 HOLE One Third Tubular BonePlate | 3500
534 | 2027/SPC/N/R/S/00398 | 12600905 | 7 HOLE One Third Tubular BonePlate | 3000
535 | 2027/SPC/N/R/S/00398 | 12600907 | 9 HOLE One Third Tubular BonePlate | 2350
536 | 2027/SPC/N/R/S/00398 | 12601002 | 6 HOLE Pelvic Recon. Plate,Str, 3.5mm | 2000
537 | 2027/SPC/N/R/S/00398 | 12601004 | 9 HOLE Pelvic Recon. Plate,Str, 3.5mm | 1600
538 | 2027/SPC/N/R/S/00398 | 12603406 | 20mm Cortical Bone Screw,,self tapping, 3.5mm dia: | 12400
539 | 2027/SPC/N/R/S/00398 | 12602904 | 65mm DHS/DCS screw | 1800
540 | 2027/SPC/N/R/S/00398 | 12602905 | 70mm DHS/DCS screw | 2000
541 | 2027/SPC/N/R/S/00398 | 12602906 | 75mm DHS/DCS screw | 2000
542 | 2027/SPC/N/R/S/00398 | 12602907 | 80mm DHS/DCS screw | 1500
543 | 2027/SPC/N/R/S/00398 | 12602908 | 85mm DHS/DCS screw | 2700
544 | 2027/SPC/N/R/S/00398 | 12602909 | 90mm DHS/DCS screw | 2200
545 | 2027/SPC/N/R/S/00398 | 12603001 | Threaded Guide Wire forDHS/DCS 2.5mm | 1300
546 | 2027/SPC/N/R/S/00398 | 12603207 | 12mm Cortical Bone Screw,self tapping, 1.5mm dia: | 3000
547 | 2027/SPC/N/R/S/00398 | 12603402 | 12mm Cortical Bone Screw,,self tapping, 3.5mm dia: | 27800
548 | 2027/SPC/N/R/S/00398 | 12603403 | 14mm Cortical Bone Screw,,self tapping, 3.5mm dia: | 42000
549 | 2027/SPC/N/R/S/00398 | 12604319 | Threaded Guide pin 2.0mm for6.5/7.0 mm | 1700
550 | 2027/SPC/N/R/S/00398 | 12609704 | Cervical Collar, Philadelphia,small size. | 2400
551 | 2027/SPC/N/R/S/00398 | 12608101 | Kirschner wire Drills1.0mmx20cm | 7500
552 | 2027/SPC/N/R/S/00398 | 12608102 | K-wires 1mmx300mm | 6200
553 | 2027/SPC/N/R/S/00398 | 12608201 | Kirschner wire 1.25mm dia.150mm | 9200
554 | 2027/SPC/N/R/S/00398 | 12608301 | Kirschner wire Drills1.5mmx20cm | 11000
555 | 2027/SPC/N/R/S/00398 | 12608302 | K-wires 1.5mmx300mm | 14500
556 | 2027/SPC/N/R/S/00398 | 12608501 | Kirschner wire 2.0mm dia.150mm | 16500
557 | 2027/SPC/N/R/S/00398 | 12608502 | Kirschner wire 2.0mm dia.200mm | 15500
558 | 2027/SPC/N/R/S/00398 | 12608503 | Kirschner wire 2.0mm dia.320mm | 12600
559 | 2027/SPC/N/R/S/00398 | 12608602 | Kirschner wire 2.5mm dia.200mm | 11700
560 | 2027/SPC/N/R/S/00398 | 12608616 | Kirschner wire 2.5mm dia.300mm | 6400
561 | 2027/SPC/N/R/S/00398 | 12609201 | 4mm Fixation Pin, Steinmann,150mm | 1800
562 | 2027/SPC/N/R/S/00398 | 12609701 | Cervical Collar, soft type,small size. | 7000
563 | 2027/SPC/N/R/S/00398 | 12609703 | Cervical Collar, soft type,large size. | 4800
564 | 2027/SPC/N/R/S/00398 | 12609705 | Cervical Collar, Philadelphia,medium size. | 1500
565 | 2027/SPC/N/R/S/00398 | 12609706 | Cervical Collar, Philadelphia,large size. | 800
566 | 2027/SPC/N/R/S/00399 | 12601205 | 9 HOLE LCP, broad, str,170mm | 1100
567 | 2027/SPC/N/R/S/00399 | 12601206 | 10 HOLE LCP, broad, str, 188mm | 500
568 | 2027/SPC/N/R/S/00399 | 12601207 | 11 HOLE LCP, broad, str, 206mm | 800
569 | 2027/SPC/N/R/S/00399 | 12601208 | 12 HOLE LCP, broad, str, 216mm | 500
570 | 2027/SPC/N/R/S/00399 | 12601305 | 8 HOLE LCP, narrow, str, 152mm | 600
571 | 2027/SPC/N/R/S/00399 | 12601306 | 9 HOLE LCP, narrow, str, 170mm | 800
572 | 2027/SPC/N/R/S/00399 | 12601307 | 10 HOLE LCP, narrow, str,188mm | 1500
573 | 2027/SPC/N/R/S/00399 | 12601403 | 6 HOLE LCP, Proximal Lateral,R, 118mm | 650
574 | 2027/SPC/N/R/S/00399 | 12601404 | 6 HOLE LCP, Proximal Lateral,L, 118mm | 550
575 | 2027/SPC/N/R/S/00399 | 12601405 | 8 HOLE LCP, Proximal Lateral,R, 154mm | 500
576 | 2027/SPC/N/R/S/00399 | 12601406 | 8 HOLE LCP, Proximal Lateral,L, 154mm | 1150
577 | 2027/SPC/N/R/S/00399 | 12601410 | 12 HOLE LCP, ProximalLateral, L, 226mm | 300
578 | 2027/SPC/N/R/S/00399 | 12601434 | 32mm, Locking Screw forPTL plate, 4.5mm dia. | 5200
579 | 2027/SPC/N/R/S/00399 | 12601435 | 34mm, Locking Screw forPTL plate, 4.5mm dia. | 4100
580 | 2027/SPC/N/R/S/00399 | 12601436 | 36mm, Locking Screw forPTL plate, 4.5mm dia. | 3500
581 | 2027/SPC/N/R/S/00399 | 12601442 | 48mm, Locking Screw forPTL plate, 4.5mm dia. | 3000
582 | 2027/SPC/N/R/S/00399 | 12601443 | 50mm, Locking Screw forPTL plate, 4.5mm dia. | 5150
583 | 2027/SPC/N/R/S/00399 | 12601503 | 7 HOLE LCP, distal femur, R,196mm | 900
584 | 2027/SPC/N/R/S/00399 | 12601504 | 7 HOLE LCP, distal femur, L,196mm | 900
585 | 2027/SPC/N/R/S/00399 | 12601505 | 9 HOLE LCP, distal femur ,R,236mm | 600
586 | 2027/SPC/N/R/S/00399 | 12601507 | 11 HOLE LCP, distal femur, R,276mm | 500
587 | 2027/SPC/N/R/S/00399 | 12601508 | 11 HOLE LCP, distal femur, L,276mm | 500
588 | 2027/SPC/N/R/S/00399 | 12601509 | 13 HOLE LCP,distalfemur,R,316mm | 400
589 | 2027/SPC/N/R/S/00399 | 12602208 | 5.0mm dia.LCP Lock. HeadScrew,30mm | 3000
590 | 2027/SPC/N/R/S/00399 | 12602209 | 5.0mm dia.LCP Lock. HeadScrew,32mm | 3000
591 | 2027/SPC/N/R/S/00399 | 12602210 | 5.0mm dia.LCP Lock. HeadScrew,34mm | 5000
592 | 2027/SPC/N/R/S/00399 | 12602211 | 5.0mm dia.LCP Lock. HeadScrew,36mm | 7550
593 | 2027/SPC/N/R/S/00399 | 12602212 | 5.0mm dia.LCP Lock. HeadScrew,38mm | 3000
594 | 2027/SPC/N/R/S/00399 | 12602214 | 5.0mm dia.LCP Lock. HeadScrew,42mm | 3250
595 | 2027/SPC/N/R/S/00399 | 12602216 | 5.0mm dia.LCP Lock. HeadScrew,46mm | 5300
596 | 2027/SPC/N/R/S/00399 | 12602217 | 5.0mm dia.LCP Lock. HeadScrew,48mm | 6500
597 | 2027/SPC/N/R/S/00399 | 12602218 | 5.0mm dia.LCP Lock. HeadScrew,50mm | 3000
598 | 2027/SPC/N/R/S/00399 | 12602219 | 5.0mm dia.LCP Lock. HeadScrew,55mm | 3000
599 | 2027/SPC/N/R/S/00399 | 12602220 | 5.0mm dia.LCP Lock. HeadScrew,60mm | 3000
600 | 2027/SPC/N/R/S/00399 | 12602222 | 5.0mm dia.LCP Lock. HeadScrew,70mm | 4500
601 | 2027/SPC/N/R/S/00399 | 12602223 | 5.0mm dia.LCP Lock. HeadScrew,75mm | 7700
602 | 2027/SPC/N/R/S/00399 | 12602224 | 5.0mm dia.LCP Lock. HeadScrew,80mm | 7300
603 | 2027/SPC/N/R/S/00399 | 12602225 | 5.0mm dia.LCP Lock. HeadScrew,85mm | 7400
604 | 2027/SPC/N/R/S/00399 | 12602226 | 5.0mm dia.LCP Lock. HeadScrew,90mm | 5200
605 | 2027/SPC/N/R/S/00400 | 18100502 | Steel Dental Burs Round Plain Cut, Latch type, ISO size 012, shank length 20-22mm. | 5000
606 | 2027/SPC/N/R/S/00400 | 18100503 | Steel Dental Burs Round Plain Cut, Latch type, ISO size 014, shank length 20-22mm. | 8000
607 | 2027/SPC/N/R/S/00400 | 18100504 | Steel Dental Burs Round Plain Cut, Latch type ISO size 016, shank length 20-22mm | 6000
608 | 2027/SPC/N/R/S/00400 | 18100901 | Diamond Dental Burs Flat Ended Tapering Fissure, ISO size 012, shank length 18mm - 22mm, for Friction Grip | 2500
609 | 2027/SPC/N/R/S/00400 | 18100904 | Diamond Dental Burs Flat Ended Tapering Fissure, ISO size 014, shank length 24mm-26mmmm, for Friction Grip | 3000
610 | 2027/SPC/N/R/S/00400 | 18100910 | Diamond Dental Burs Flat Ended Fissure, ISO size 014, shank length 24mm-26mm, for Friction Grip | 1500
611 | 2027/SPC/N/R/S/00400 | 18101114 | Diamond Dental Finishing Burs, Pointed Tapering, with red band for Friction Grip | 8000
612 | 2027/SPC/N/R/S/00400 | 18101115 | Diamond Dental Finishing Burs, Pointed Tapering, with yellow band. | 5000
613 | 2027/SPC/N/R/S/00400 | 18101117 | Diamond Dental Finishing Burs, bud shaped, with red band for Friction Grip | 3000
614 | 2027/SPC/N/R/S/00400 | 18101213 | Diamond Dental Burs Fissure, ISO size 014, shank length 24mm-26mm, for Friction Grip | 5625
615 | 2027/SPC/N/R/S/00400 | 18101301 | Diamond Dental Burs Round, ISO size 012, shank length 18mm - 22mm, for Latch type | 3000
616 | 2027/SPC/N/R/S/00400 | 18101313 | Diamond Dental Burs Round, ISO size 012, shank length 24mm-26mm, for Friction Grip | 8000
617 | 2027/SPC/N/R/S/00400 | 18101315 | Diamond Dental Burs Round, ISO size 012, shank length 18mm - 22mm, for Friction Grip | 8000
618 | 2027/SPC/N/R/S/00400 | 18101701 | Tungsten Carbide Dental Burs Round, ISO size 012, shank length18mm-22mm, for Latch type | 4000
619 | 2027/SPC/N/R/S/00400 | 18101702 | Tungsten Carbide Dental Burs Round, ISO size 014, shank length 18mm-22mm, for Latch type | 3000
620 | 2027/SPC/N/R/S/00400 | 18101703 | Tungsten Carbide Dental Burs Round, ISO size 016, shank length 18mm-22mm, for Latch type | 4500
621 | 2027/SPC/N/R/S/00400 | 18102207 | Tungsten Carbide Dental Burs Flat Ended Fissure, ISO size 014, shank length 18mm-22mm, for Latch Type | 1500
622 | 2027/SPC/N/R/S/00400 | 18102405 | Paste Carriers, Engine driven,25mm length, sizes 1 - 4. | 2000
623 | 2027/SPC/N/R/S/00400 | 18102601 | Brushes for Dental Prophylactic Work, with nylon bristles and nickel plated shanks with small cup | 7500
624 | 2027/SPC/N/R/S/00400 | 18102801 | Matrix Bands,for Tofflemire matrix retainer | 12000
625 | 2027/SPC/N/R/S/00400 | 18102804 | Sectional matrix bands Full kit with accessories | 500
626 | 2027/SPC/N/R/S/00400 | 18102904 | Polishing Cups of rubber forMandrels. | 1875
627 | 2027/SPC/N/R/S/00400 | 18103105 | Root Canal Hand K Files, ISO sizes 15 - 40 assorted, 25mm length | 7500
628 | 2027/SPC/N/R/S/00400 | 18103111 | Root Canal Hand K Files, ISO sizes 45 - 80 assorted, 28mm length | 3750
629 | 2027/SPC/N/R/S/00400 | 18103502 | Diamond Dental Burs Endo Access, size 1.5mm, 10mm-12mm cutting surface length for Friction Grip | 1700
630 | 2027/SPC/N/R/S/00400 | 18103601 | Finger Root Canal Spreader, ISO sizes 015 - 040 assorted, length 25mm, Nickel Titanium. | 1500
631 | 2027/SPC/N/R/S/00400 | 18104402 | Progressive taper hand Files size SX or similar 19mm, Ni-Ti | 2000
632 | 2027/SPC/N/R/S/00400 | 18104404 | Progressive taper hand Files size S1 or similar 25mm length, Nickel - Titanium | 2000
633 | 2027/SPC/N/R/S/00400 | 18104502 | Progressive taper hand Files size S2 or similar 25mm length,Nickel - Titanium | 2000
634 | 2027/SPC/N/R/S/00400 | 18104602 | Progressive taper hand Files size F1 or similar, 25mm length, Nickel - Titanium | 2000
635 | 2027/SPC/N/R/S/00400 | 18104702 | Progressive taper hand Files size F2 or similar,25mm length, Nickel - Titanium. | 1800
636 | 2027/SPC/N/R/S/00400 | 18104802 | Progressive taper hand Files size F3 or similar, 25mm length, Nickel - Titanium. | 1800
637 | 2027/SPC/N/R/S/00400 | 18105001 | Progressive taper rotary Files size SX or similar 19mm length, Nickel - Titanium. | 1800
638 | 2027/SPC/N/R/S/00400 | 18105102 | Progressive taper rotary Files size S1 or similar, 25mm length, Nickel - Titanium. | 1800
639 | 2027/SPC/N/R/S/00400 | 18105202 | Progressive taper rotary Files size S2 or similar, 25mm length, Nickel - Titanium. | 1800
640 | 2027/SPC/N/R/S/00400 | 18105302 | Progressive taper rotary Files size F1 or similar, 25mm length, Nickel - Titanium. | 1800
641 | 2027/SPC/N/R/S/00400 | 18105402 | Progressive taper rotary Files size F2 or similar, 25mm length, Nickel - Titanium. | 1800
642 | 2027/SPC/N/R/S/00400 | 18105502 | Progressive taper rotary Files size F3 or similar, 25mm length, Nickel - Titanium. | 1600
643 | 2027/SPC/N/R/S/00401 | 12606001 | 340mm Universal I/med FemoralNail, 9mm dia. | 500
644 | 2027/SPC/N/R/S/00401 | 12606002 | 400mm Universal I/med FemoralNail, 9mm dia. | 1800
645 | 2027/SPC/N/R/S/00401 | 12606003 | 360 mm Universal Intramedullary Femoral Nail-9 mm diameter | 1800
646 | 2027/SPC/N/R/S/00401 | 12606101 | 300mm Universal I/med FemoralNail, 10mm dia. | 1800
647 | 2027/SPC/N/R/S/00401 | 12606102 | 380mm Universal I/med FemoralNail, 10mm dia. | 1800
648 | 2027/SPC/N/R/S/00401 | 12606103 | 400mm Universal I/med FemoralNail, 10mm dia. | 1800
649 | 2027/SPC/N/R/S/00401 | 12606107 | 360 mm Universal Intramedullary Femoral Nail-10 mm dia. | 1800
650 | 2027/SPC/N/R/S/00401 | 12606201 | 300mm Universal I/med FemoralNail, 11mm dia. | 1500
651 | 2027/SPC/N/R/S/00401 | 12606202 | 320mm Universal I/med FemoralNail, 11mm dia. | 1700
652 | 2027/SPC/N/R/S/00401 | 16606203 | #N/A | 1900
653 | 2027/SPC/N/R/S/00401 | 12606204 | 400mm Universal I/med FemoralNail, 11mm dia. | 1500
654 | 2027/SPC/N/R/S/00401 | 12606208 | 360 mm Universal Intramedullary Femoral Nail,11 mm diameter | 2000
655 | 2027/SPC/N/R/S/00401 | 12606302 | 320mm Universal I/med FemoralNail, 12mm dia. | 1400
656 | 2027/SPC/N/R/S/00401 | 12606304 | 400mm Universal I/med FemoralNail, 12mm dia. | 1500
657 | 2027/SPC/N/R/S/00401 | 12606501 | 280mm Universal I/med TibialNail, 9mm dia. | 1500
658 | 2027/SPC/N/R/S/00401 | 12606502 | 315mm Universal I/med TibialNail, 9mm dia. | 2000
659 | 2027/SPC/N/R/S/00401 | 12606503 | 330mm Universal I/med TibialNail, 9mm dia. | 1800
660 | 2027/SPC/N/R/S/00401 | 12606601 | 280mm Universal I/med TibialNail, 10mm dia. | 1500
661 | 2027/SPC/N/R/S/00401 | 12606606 | 360mm Universal I/med TibialNail 10mm dia. | 2300
662 | 2027/SPC/N/R/S/00401 | 12606701 | 330mm Universal I/med TibialNail, 11mm dia. | 2200
663 | 2027/SPC/N/R/S/00401 | 12606801 | 340mm Universal I/med TibialNail, 12mm dia. | 1800
664 | 2027/SPC/N/R/S/00401 | 12606902 | 32mm Locking Bolt,4.9mm dia. | 4200
665 | 2027/SPC/N/R/S/00401 | 12606904 | 36mm Locking Bolt,4.9mm dia. | 4200
666 | 2027/SPC/N/R/S/00401 | 12606905 | 38mm Locking Bolt,4.9mm dia. | 5300
667 | 2027/SPC/N/R/S/00401 | 12606906 | 40mm Locking Bolt,4.9mm dia. | 1500
668 | 2027/SPC/N/R/S/00401 | 12606907 | 42mm Locking Bolt,4.9mm dia. | 2600
669 | 2027/SPC/N/R/S/00401 | 12606901 | 30mm Locking Bolt,4.9mm dia. | 5600
670 | 2027/SPC/N/R/S/00402 | 12609303 | 39/40mm Hip ProsthesisA.Moore Narrow | 1800
671 | 2027/SPC/N/R/S/00402 | 12609304 | 41/42mm Hip ProsthesisA.Moore Narrow | 4000
672 | 2027/SPC/N/R/S/00402 | 12609305 | 43/44mm Hip ProsthesisA.Moore Narrow | 3700
673 | 2027/SPC/N/R/S/00402 | 12609306 | 45/46mm Hip ProsthesisA.Moore Narrow | 1200
674 | 2027/SPC/N/R/S/00402 | 12609307 | 47/48mm Hip ProsthesisA.Moore Narrow | 1700
675 | 2027/SPC/N/R/S/00402 | 12609403 | 39/40mm Hip ProsthesisA.Moore Standard | 1400
676 | 2027/SPC/N/R/S/00402 | 12609404 | 41/42m Hip Prosthesis A.MooreStandard | 2700
677 | 2027/SPC/N/R/S/00402 | 12609405 | 43/44mm Hip ProsthesisA.Moore Standard | 2400
678 | 2027/SPC/N/R/S/00402 | 12609406 | 45/46mm Hip ProsthesisA.Moore Standard | 1300
679 | 2027/SPC/N/R/S/00402 | 12609407 | 47/48mm Hip ProsthesisA.Moore Standard | 550
680 | 2027/SPC/N/R/S/00402 | 12609510 | Bipolar hemiarthro. implant (Cemented) 41mm | 1200
681 | 2027/SPC/N/R/S/00402 | 12609511 | Bipolar hemiarthro. implant (Cemented) 43mm | 700
682 | 2027/SPC/N/R/S/00402 | 12609512 | Bipolar hemiarthro. implant (Cemented) 45mm | 1100
683 | 2027/SPC/N/R/S/00402 | 12609518 | Bipolar hemiarthro. implant (Un cemented) 41mm | 500
684 | 2027/SPC/N/R/S/00402 | 12609520 | Bipolar hemiarthro. implant (Un cemented) 45mm | 1400
685 | 2027/SPC/N/R/S/00403 | 12609601 | Bone Cement - High viscosity,antibiotic impreg. 40g | 12900
686 | 2027/SPC/N/R/S/00403 | 12609602 | Bone Cement - Low viscosity,antibiotic impreg. 40g | 600
687 | 2027/SPC/N/R/S/00405 | 18501200 | 1st Molar Band 0.022, D/T,L/L, 40 | 3500
688 | 2027/SPC/N/R/S/00405 | 18501235 | 1st Molar Band 0.022, D/T,L/L, 39+ | 6250
689 | 2027/SPC/N/R/S/00405 | 18501236 | 1st Molar Band 0.022, D/T,L/L, 39 | 6000
690 | 2027/SPC/N/R/S/00405 | 18501239 | 1st Molar Band 0.022, double tube Lower left, 37+ | 6000
691 | 2027/SPC/N/R/S/00405 | 18501247 | 1st Molar Band 0.022, D/L,L/L, 34+ | 3500
692 | 2027/SPC/N/R/S/00405 | 18501248 | 1st Molar Band 0.022, D/L,L/L, 35 | 4500
693 | 2027/SPC/N/R/S/00405 | 18501331 | 1st Molar Band 0.022, T/T,U/L, 37 | 6000
694 | 2027/SPC/N/R/S/00405 | 18501332 | 1st Molar Band 0.022, T/T,U/L, 36+ | 7000
695 | 2027/SPC/N/R/S/00405 | 18501237 | 1st Molar Band 0.022, D/L,L/L, 38+ | 6000
696 | 2027/SPC/N/R/S/00405 | 18501238 | 1st Molar Band 0.022, D/L,L/L, 38 | 6000
697 | 2027/SPC/N/R/S/00405 | 18501240 | 1st Molar Band 0.022, D/L,L/L, 37 | 6000
698 | 2027/SPC/N/R/S/00405 | 18501241 | 1st Molar Band 0.022, D/L,L/L, 36+ | 6000
699 | 2027/SPC/N/R/S/00405 | 18501249 | 1st Molar Band 0.022, D/L,L/L, 35+ | 5000
700 | 2027/SPC/N/R/S/00405 | 18501250 | 1st Molar Band 0.022, D/L,L/L, 36 | 6250
701 | 2027/SPC/N/R/S/00405 | 18501333 | 1st Molar Band 0.022, T/T,U/L, 36 | 7000
702 | 2027/SPC/N/R/S/00405 | 18501334 | 1st Molar Band 0.022, T/T,U/L, 35+ | 7500
703 | 2027/SPC/N/R/S/00405 | 18501335 | 1st Molar Band 0.022, T/T,U/L, 35 | 7500
704 | 2027/SPC/N/R/S/00405 | 18501338 | 1st Molar Band 0.022, T/T,U/L, 37+ | 5000
705 | 2027/SPC/N/R/S/00405 | 18501341 | 1st Molar Band 0.022, T/T,U/L, 34+ | 4500
706 | 2027/SPC/N/R/S/00405 | 18501433 | 1st Molar Band 0.022, D/T,L/R, 40 | 5000
707 | 2027/SPC/N/R/S/00405 | 18501435 | 1st Molar Band 0.022, D/T,L/R, 39+ | 5000
708 | 2027/SPC/N/R/S/00405 | 18501436 | 1st Molar Band 0.022, D/T,L/R, 39 | 6000
709 | 2027/SPC/N/R/S/00405 | 18501437 | 1st Molar Band 0.022, D/T,L/R, 38+ | 6000
710 | 2027/SPC/N/R/S/00405 | 18501438 | 1st Molar Band 0.022, D/T,L/R, 38 | 6000
711 | 2027/SPC/N/R/S/00405 | 18501439 | 1st Molar Band 0.022, D/T,L/R, 37+ | 6000
712 | 2027/SPC/N/R/S/00405 | 18501440 | 1st Molar Band 0.022, D/T,L/R, 37 | 7500
713 | 2027/SPC/N/R/S/00405 | 18501441 | 1st Molar Band 0.022, D/T,L/R, 36+ | 5000
714 | 2027/SPC/N/R/S/00405 | 18501442 | 1st Molar Band 0.022, D/T,L/R, 36 | 5000
715 | 2027/SPC/N/R/S/00405 | 18501443 | 1st Molar Band 0.022, D/T,L/R, 35+ | 2500
716 | 2027/SPC/N/R/S/00405 | 18501445 | 1st Molar Band 0.022, D/T,L/R, 34+ | 3000
717 | 2027/SPC/N/R/S/00405 | 18505133 | 1st Molar Band 0.022,Upp.Right,34+ | 4000
718 | 2027/SPC/N/R/S/00405 | 18505134 | 1st Molar Band0.022,Upp.Right,35 | 6250
719 | 2027/SPC/N/R/S/00405 | 18505135 | 1st Molar Band0.022,Upp.Right,35+ | 5000
720 | 2027/SPC/N/R/S/00405 | 18505136 | 1st Molar Band 0.022,UpperRight,36 | 3000
721 | 2027/SPC/N/R/S/00405 | 18505137 | 1st Molar Band0.022,Upp.right,36+ | 7000
722 | 2027/SPC/N/R/S/00405 | 18505138 | 1st Molar Band0.022,Upp.Right,37 | 8000
723 | 2027/SPC/N/R/S/00405 | 18505139 | 1st Molar Band0.022,Upp.right,37+ | 8000
724 | 2027/SPC/N/R/S/00405 | 18505140 | 1st Molar Band0.022,Upp.right,38 | 8000
725 | 2027/SPC/N/R/S/00405 | 18505141 | 1st Molar Band0.022,upp.right,38+ | 9000
726 | 2027/SPC/N/R/S/00405 | 18505142 | 1st Molar Band0.022,Upp.right,39 | 9700
727 | 2027/SPC/N/R/S/00405 | 18505143 | 1st Molar Band0.022,Upp.right,39+ | 7000
728 | 2027/SPC/N/R/S/00405 | 18505144 | 1st Molar Band0.022,Upp.right,40 | 2750
729 | 2027/SPC/N/R/S/00405 | 18505149 | 1st Molar Band0.022,Upp.left,38 | 8000
730 | 2027/SPC/N/R/S/00405 | 18505150 | 1st Molar Band0.022,Upp.left,38+ | 4600
731 | 2027/SPC/N/R/S/00405 | 18505930 | 1st Molar Band0.022,Upp.left,39 | 4250
732 | 2027/SPC/N/R/S/00405 | 18505931 | 1st Molar Band0.022,Upp.left,39+ | 3500
733 | 2027/SPC/N/R/S/00405 | 18505932 | 1st Molar Band 0.022,UpperLeft,40 | 5000
734 | 2027/SPC/N/R/S/00405 | 18506401 | Brackets MBT 0.022 twin withcani/full | 12500
735 | 2027/SPC/N/R/S/00405 | 18506402 | Bracket, MBT type system 0.022upper canine to canine | 5000
736 | 2027/SPC/N/R/S/00405 | 18506403 | Bracket, MBT type system 0.022Lower canine to canine | 3000
737 | 2027/SPC/N/R/S/00405 | 18507505 | Lower 1st Molar Bands,0.022,d/tube,Kit of 600 bands | 625
738 | 2027/SPC/N/R/S/00405 | 18507509 | Upper 1st Molar Bands,0.022,t/tube,Kit of 600 bands | 500
739 | 2027/SPC/N/R/S/00405 | 18507510 | Upper Bicuspid Bands,0.022,Kit of 300 bands | 200
740 | 2027/SPC/N/R/S/00406 | 18600205 | Adapt.pla. 2x30holes 6.5mmhol/spacing | 1800
741 | 2027/SPC/N/R/S/00406 | 18600204 | Adap plate 2mmx20 holes .9thic.Ti | 1500
742 | 2027/SPC/N/R/S/00406 | 12600502 | 5 HOLE L-buttress Bone Plate,right | 3400
743 | 2027/SPC/N/R/S/00406 | 18600503 | Mandi. plate 2.0 X 20 holesfor OMF Ti | 1800
744 | 2027/SPC/N/R/S/00406 | 18600504 | Mandi.pla.2.0mm x 4 holesw/cen. OMF | 2750
745 | 2027/SPC/N/R/S/00406 | 18600505 | Mandi.plate 2.0, twis.6 holes,left ,OMF | 1125
746 | 2027/SPC/N/R/S/00406 | 18600506 | Mandi.plate 2.0 twis.6 holesRight OMF | 950
747 | 2027/SPC/N/R/S/00406 | 18600507 | Mandi.plate w/Cen.sp.2 x 6/h40mm OMF | 1000
748 | 2027/SPC/N/R/S/00406 | 18600904 | Y-Plate 2.0 *5 holes, for OMFTi. | 900
749 | 2027/SPC/N/R/S/00406 | 18601609 | Drill Bit 2.0mm, 2 flute, 80length OMF | 375
750 | 2027/SPC/N/R/S/00406 | 18601610 | Drill Bit 2mm,2flute,L67/55,OMF | 200
751 | 2027/SPC/N/R/S/00407 | 28001401 | Set of Periotome,curved | 40
752 | 2027/SPC/N/R/S/00407 | 28000100 | Rongeur Forceps Ash 03 | 100
753 | 2027/SPC/N/R/S/00407 | 28000200 | Forceps tooth extractingEnglish Pa | 250
754 | 2027/SPC/N/R/S/00407 | 28000201 | Forceps tooth Extracting Ash51 | 400
755 | 2027/SPC/N/R/S/00407 | 28000300 | Forceps tooth extract. AdultAsh 01 | 350
756 | 2027/SPC/N/R/S/00407 | 28000301 | Forceps tooth extractingAdult Ash 44 | 300
757 | 2027/SPC/N/R/S/00407 | 28000302 | Forceps tooth extractingAdult Engl | 300
758 | 2027/SPC/N/R/S/00407 | 28000303 | Forceps tooth extract. Adult94 | 300
759 | 2027/SPC/N/R/S/00407 | 28000304 | Forceps Tooth ExtractingAdult 95 | 400
760 | 2027/SPC/N/R/S/00407 | 28000401 | Tooth Extrac.Forceps Chil.Upper 37 | 250
761 | 2027/SPC/N/R/S/00407 | 28000402 | Forceps tooth Extr. AdultNo.74 | 350
762 | 2027/SPC/N/R/S/00407 | 28000403 | Tooth Extract.Forceps Ash No76 | 350
763 | 2027/SPC/N/R/S/00407 | 28000404 | Tooth Extract.Forceps Ash 136 | 300
764 | 2027/SPC/N/R/S/00407 | 28000405 | Tooth extract. Forceps Ash 137 | 300
765 | 2027/SPC/N/R/S/00407 | 28000406 | Tooth Extract.ForcepsAs.child up.No.158 | 250
766 | 2027/SPC/N/R/S/00407 | 28000407 | Tooth Extract.Forceps A.childlow.No.161 | 200
767 | 2027/SPC/N/R/S/00407 | 28000500 | Elevator,Ash No.1Coupland pattern | 500
768 | 2027/SPC/N/R/S/00407 | 28000501 | Elevator,Ash No.2Coupland pattern | 400
769 | 2027/SPC/N/R/S/00407 | 28000502 | Elevator,Ash No.3Coupland pattern | 500
770 | 2027/SPC/N/R/S/00407 | 28000600 | Root Elevator Warwick Left | 300
771 | 2027/SPC/N/R/S/00407 | 28000601 | Elevator root Warwick right | 300
772 | 2027/SPC/N/R/S/00407 | 28000602 | Elevator root W.Jamesstraight S/S | 350
773 | 2027/SPC/N/R/S/00407 | 28000800 | Root elevator Cryer's(AshNo.30)Left | 450
774 | 2027/SPC/N/R/S/00407 | 28000801 | Root elevator Cryer's(AshNo.31)Right | 450
775 | 2027/SPC/N/R/S/00407 | 28001000 | Elevators periosteal D/E No.9 | 500
776 | 2027/SPC/N/R/S/00407 | 28001101 | Set of luxator,straight | 50
777 | 2027/SPC/N/R/S/00407 | 28001201 | Set of luxator,curved | 50
778 | 2027/SPC/N/R/S/00407 | 28001301 | Set of Periotome,straight | 30
779 | 2027/SPC/N/R/S/00408 | 28104201 | Crown and bridge removerw/accesssories | 20
780 | 2027/SPC/N/R/S/00408 | 28104301 | Fox Occlusal plane indicator | 15
781 | 2027/SPC/N/R/S/00408 | 28104401 | MTA carrier | 30
782 | 2027/SPC/N/R/S/00408 | 28104402 | MTA plugger | 50
783 | 2027/SPC/N/R/S/00408 | 28100105 | Flat Plastics Filling Instrument, double ended, Ash type or similar, No 166 | 3000
784 | 2027/SPC/N/R/S/00408 | 28100106 | Flat Plastics Filling Instrument, double ended, Ash type or similar, No 156 | 2500
785 | 2027/SPC/N/R/S/00408 | 28100201 | Dental Probe Briault type (or similar standard), double ended | 500
786 | 2027/SPC/N/R/S/00408 | 28100204 | Dental Probe s/e Ash 2/54 S/S | 2500
787 | 2027/SPC/N/R/S/00408 | 28100205 | Dental Probes s/e Ash 8/9 | 1200
788 | 2027/SPC/N/R/S/00408 | 28100206 | Dental Probes s/e Ash No.6/37 | 1500
789 | 2027/SPC/N/R/S/00408 | 28100207 | Periodontal Probe, Williamstype | 300
790 | 2027/SPC/N/R/S/00408 | 28100208 | Periodontal Probe, CPITN - C type Hand Instrument | 150
791 | 2027/SPC/N/R/S/00408 | 28100211 | Dental Probe,double ended,2/54 | 2000
792 | 2027/SPC/N/R/S/00408 | 28100212 | Dental Probe,double ended,6/37 | 1000
793 | 2027/SPC/N/R/S/00408 | 28100213 | Dental Probe,double ended,8/9 | 1800
794 | 2027/SPC/N/R/S/00408 | 28100304 | Dental Hand Scaler Sickle D/E | 100
795 | 2027/SPC/N/R/S/00408 | 28100407 | Gingival Margin Trimmer,D/ENo. U1/2 | 50
796 | 2027/SPC/N/R/S/00408 | 28100505 | Dental Surgical Scissors, curved, Ash type or similar standard, No.19 | 750
797 | 2027/SPC/N/R/S/00408 | 28100603 | Dental Excavator D/ended Ash.113/115 | 750
798 | 2027/SPC/N/R/S/00408 | 28100604 | Dental Excavator D/E 121/122 | 1000
799 | 2027/SPC/N/R/S/00408 | 28100605 | Dental Excavator D/E Medium | 1500
800 | 2027/SPC/N/R/S/00408 | 28100606 | Excavator D/E Ash.129/130 | 300
801 | 2027/SPC/N/R/S/00408 | 28100800 | Tweezers self Locking (AshNo.202) | 750
802 | 2027/SPC/N/R/S/00408 | 28100900 | Pluggers amalgam D/E No. 0/1 | 150
803 | 2027/SPC/N/R/S/00408 | 28101005 | Spatula cement D/E S/S Ash.8 | 200
804 | 2027/SPC/N/R/S/00408 | 28101104 | Bone File, (Dental), Miller type (or similar standard), No.52 | 20
805 | 2027/SPC/N/R/S/00408 | 28101206 | Amalgam Carver,dou.endedAsh type,No 5T | 50
806 | 2027/SPC/N/R/S/00408 | 28101301 | Matrix Retainer Child,Tofflemire | 200
807 | 2027/SPC/N/R/S/00408 | 28101400 | Mouth Mirror Top only, magnifying type, size 20mm diameter (Ash type No.3) | 12000
808 | 2027/SPC/N/R/S/00408 | 28101401 | Handles for mouth mirrors | 18000
809 | 2027/SPC/N/R/S/00408 | 28101402 | Mouth Mirror top Plain | 40000
810 | 2027/SPC/N/R/S/00408 | 28101403 | Intraoral dental photographymirror set | 75
811 | 2027/SPC/N/R/S/00408 | 28101903 | Osteo-Mitchell Carver,Ash No.4 D/E | 15
812 | 2027/SPC/N/R/S/00408 | 28103400 | Gum Scissors, straight, Ash type or similar standard, No.5, | 100
813 | 2027/SPC/N/R/S/00408 | 28103401 | Gum Scissors, curved, open shanks, Ash type or similar standard No.2 | 100
814 | 2027/SPC/N/R/S/00408 | 28103403 | Gum Scissors, straight, Ash type or similar standard, No.4 | 150
815 | 2027/SPC/N/R/S/00408 | 28103902 | Endo-Locking Pliers,stainless steel | 50
816 | 2027/SPC/N/R/S/00411 | 28401312 | Wire Bending Pliers,Adams | 100
817 | 2027/SPC/N/R/S/00411 | 28401313 | pliers arch & spr.bend. Adamno 65 | 40
818 | 2027/SPC/N/R/S/00411 | 28401314 | pliers wire bendingUnive.Adam | 50
819 | 2027/SPC/N/R/S/00411 | 28403201 | Large Demonstration,Model ofMouth&Brush | 10
820 | 2027/SPC/N/R/S/00414 | 28501602 | Awl f.MF.surgeryKels-Fry,180mm,w/eye | 8
821 | 2027/SPC/N/R/S/00414 | 28501703 | Micro Forceps,cvd,0.3mmwidth,135mm | 15
822 | 2027/SPC/N/R/S/00414 | 28501802 | Micro Forceps,str,0.2mmwidth,120mm | 15
823 | 2027/SPC/N/R/S/00414 | 28501704 | Micro Forceps,cvd,0.4mmwidth,150mm | 15
824 | 2027/SPC/N/R/S/00414 | 28501803 | Micro Forceps,str,0.3mmwidth,135mm | 15
825 | 2027/SPC/N/R/S/00414 | 28501804 | Micro Forceps,str,0.4mmwidth,150mm | 12
826 | 2027/SPC/N/R/S/00414 | 21502504 | #N/A | 18
827 | 2027/SPC/N/R/S/00414 | 28502701 | Superior Ramus Separator,220mm | 12
828 | 2027/SPC/N/R/S/00414 | 28501601 | Awl for.MF.surgery cvd,w/eye,230mm | 12
829 | 2027/SPC/N/R/S/00414 | 28501702 | Micro Forceps,cvd,0.2mmwidth,120mm | 15
830 | 2027/SPC/N/R/S/00414 | 28501801 | Micro Forceps,str,0.1mmwidth,110mm | 25
831 | 2027/SPC/N/R/S/00414 | 28502503 | Disimp.Forc,Rowe,adult,RT | 20
832 | 2027/SPC/N/R/S/00414 | 28502801 | Caliper,curved,measure.upto40mm,180mm | 25
833 | 2027/SPC/N/R/S/00414 | 28502802 | Caliper,straight,measur.upto40mm,180mm | 30
834 | 2027/SPC/N/R/S/00414 | 28503001 | Thymus Hook,Lukens,doubleend,170mm | 4
835 | 2027/SPC/N/R/S/00414 | 28503101 | Gouge,Sindet Petersen,5mmbld,220mm | 9
836 | 2027/SPC/N/R/S/00414 | 28503201 | Lat.Nasal Osteot.,cvd,6mmbld,200mm | 20
837 | 2027/SPC/N/R/S/00414 | 28503202 | Lat.Nasal WallOsteot,cvd,200mm | 15
838 | 2027/SPC/N/R/S/00414 | 28503203 | Lat.Nasal Osteot,left,4mmbld,165mm | 18
839 | 2027/SPC/N/R/S/00414 | 28503204 | Lat.NasalOsteot,right,4mmbld,165mm | 15
840 | 2027/SPC/N/R/S/00414 | 28503205 | Lat.NasalOsteot,str,6mmbld,200mm | 10
841 | 2027/SPC/N/R/S/00414 | 28503206 | Lat.Nasal Osteot.,str,8mmbld,200mm | 15
842 | 2027/SPC/N/R/S/00414 | 28503301 | Nasal Osteot.,Tessier,5mmbld,185mm | 12
843 | 2027/SPC/N/R/S/00414 | 28503401 | NasalSept.Osteot,Obweg.4mmb1d,185mm | 15
844 | 2027/SPC/N/R/S/00414 | 28503402 | NasalSep.Osteot,Obweg.8mmbld,185mm | 12
845 | 2027/SPC/N/R/S/00414 | 28503403 | NasalSep.Osteot,Obweg.6mmbld,185mm | 10
846 | 2027/SPC/N/R/S/00414 | 28503501 | Osteot.f.MF.S.BowlderHenry's,165mm | 10
847 | 2027/SPC/N/R/S/00414 | 28503601 | Osteot.MF,Gillies,f/h,ang8mmx210mm | 15
848 | 2027/SPC/N/R/S/00414 | 28503602 | Osteot.MFS,Gillies,r/h,ang8mmx210mm | 18
849 | 2027/SPC/N/R/S/00414 | 28503701 | Osteot.MFS,Steinhaus.,cvd,5mmx175mm | 20
850 | 2027/SPC/N/R/S/00414 | 28503702 | Osteot.MS.Steinhaus.,cvd,8mmblade,175mm | 15
851 | 2027/SPC/N/R/S/00414 | 28503801 | Osteot.MFS,Tessier,cvd,10mmblade,205mm | 15
852 | 2027/SPC/N/R/S/00414 | 28503802 | Osteot.MFS,Tessier,str,10mmblade,205mm | 15
853 | 2027/SPC/N/R/S/00414 | 28503901 | Osteot.MF,Obwegeser,12mmbld,220mm | 20
854 | 2027/SPC/N/R/S/00414 | 28503902 | Osteot.MFS,Obwegeser,16mmblade,220mm | 15
855 | 2027/SPC/N/R/S/00414 | 28505101 | Dental Mouth Props | 350
856 | 2027/SPC/N/R/S/00083 | 12800101 | Ane.Clip Yasargil Perm. str.9.0mm | 187
857 | 2027/SPC/N/R/S/00083 | 12800102 | Ane.Clip Yasargil Perm. str.11.0mm | 127
858 | 2027/SPC/N/R/S/00083 | 12800301 | Ane.Clip Yasargil Permanentcvd. 5.4mm | 97
859 | 2027/SPC/N/R/S/00083 | 12800302 | Ane.Clip Yasargil Permanentcvd. 6.4mm | 90
860 | 2027/SPC/N/R/S/00083 | 12800303 | Ane.Clip Yasargil Permanentcvd. 7.4mm | 70
861 | 2027/SPC/N/R/S/00083 | 12800304 | Ane.Clip Yasargil Permanentcvd. 8mm | 94
862 | 2027/SPC/N/R/S/00083 | 12800305 | Ane.Clip Yasargil Permanentcvd. 8.4mm | 70
863 | 2027/SPC/N/R/S/00083 | 12800501 | Ane.Clip Yasargil Perm.sl.cvd. 6.5mm | 37
864 | 2027/SPC/N/R/S/00083 | 12800502 | Ane.Clip Yasargil Perm.sl.cvd. 8.3mm | 60
865 | 2027/SPC/N/R/S/00083 | 12800503 | Ane.Clip Yasargil Perm.sl.cvd 10.2mm | 10
866 | 2027/SPC/N/R/S/00083 | 12800701 | Ane.Clip Yasargil Perm.angled 6.7mm | 15
867 | 2027/SPC/N/R/S/00083 | 12800702 | Ane.Clip Yasargil Perm.angled 7.5mm | 38
868 | 2027/SPC/N/R/S/00083 | 12800704 | Ane.Clip Yasargil Perm.angled 10.6mm | 3
869 | 2027/SPC/N/R/S/00083 | 12800703 | Ane.Clip Yasargil Perm.angled 10.0mm | 15
870 | 2027/SPC/N/R/S/00084 | 12803001 | Neuro Surgical Patties,micro, 5mmx5mm | 2000
871 | 2027/SPC/N/R/S/00084 | 12803101 | Neuro Surgical Patties,10mmx20mm | 7000
872 | 2027/SPC/N/R/S/00084 | 12803103 | Neuro Surgical Patties,15mmx25 mm | 17500
873 | 2027/SPC/N/R/S/00084 | 12803104 | Neuro Surgical Patties,20mmx50mm | 22500
874 | 2027/SPC/N/R/S/00084 | 12803105 | Neuro Surgical Patties, 25mmx40mm | 7442
875 | 2027/SPC/N/R/S/00084 | 12803106 | Neuro Surgical Patties, 25mmx75mm | 12500
876 | 2027/SPC/N/R/S/00084 | 12803102 | Neuro Surgical Patties,13mmx13mm | 15000
877 | 2027/SPC/N/R/S/00085 | 12803301 | Hydro. Shunt Kit L.P.V. Paed. anti bio.im 90-120cm Standard | 200
878 | 2027/SPC/N/R/S/00085 | 12803302 | Hydro.Shunt Kit, M.P.V.Paed. anti bio im.90-120cm,Standard | 200
879 | 2027/SPC/N/R/S/00085 | 12803303 | Hydro.Shunt Kit, M.P.V. anti bio. imp100-150cm Stand. | 670
880 | 2027/SPC/N/R/S/00085 | 12803501 | Hydro.ShuntKit M.P.V.75-90 R.ang. S/flat bottom | 0
881 | 2027/SPC/N/R/S/00085 | 12803502 | Hydro.ShuntKit M.P.V. R.ang. S/flat bottom, 100-120cm | 36
882 | 2027/SPC/N/R/S/00085 | 12803601 | Hydro. Shunt Kit, M.P.V. 75cm-90cm- Cont.Reg | 20
883 | 2027/SPC/N/R/S/00086 | 12804000 | Ventri. Cath. set OD 3.3mmxID 1.9-2.2mm | 350
884 | 2027/SPC/N/R/S/00086 | 12804101 | Exte. Ventri. CSF Drain. Sys.w drain.bag(Anti bio w. or w/o) | 700
885 | 2027/SPC/N/R/S/00086 | 12804301 | Lumber Cath. w/Tou.ndl.14G w/r.bag & f/CSF drain. sys. | 100
886 | 2027/SPC/N/R/S/00094 | 21307201 | Bipo.Coagu.Frp. bayonetstr.tip0.3/180mm | 5
887 | 2027/SPC/N/R/S/00094 | 21307302 | Bipo.Coagu.Frp. bayonetstr.tip0.5/195mm | 8
888 | 2027/SPC/N/R/S/00097 | 21307805 | Bone Rongeur, Ruskin str.180mm | 20
889 | 2027/SPC/N/R/S/00097 | 21307806 | Bone Rongeur, Saufel Jansencvd 185mm | 10
890 | 2027/SPC/N/R/S/00100 | 21303406 | Forcep Micro, str., bayonet1.0mm tip, 185mm | 9
891 | 2027/SPC/N/R/S/00100 | 21303407 | Forcep Micro, str., bayonet2.0mm tip, 210mm | 6
892 | 2027/SPC/N/R/S/00100 | 21303402 | Forcep Micro, cvd. bayonet150mm | 3
893 | 2027/SPC/N/R/S/00101 | 21302500 | Periosteal Elevator, angled,Adson 170mm | 15
894 | 2027/SPC/N/R/S/00101 | 21302501 | Periosteal Elevator, curved,Adson 170mm | 18
895 | 2027/SPC/N/R/S/00101 | 21302600 | Spinal Elevator, Cobb 15mmblade, 180mm. | 25
896 | 2027/SPC/N/R/S/00101 | 21304303 | Suction tube, 1.2/0.9mm dia:,90mm length. | 75
897 | 2027/SPC/N/R/S/00101 | 21304304 | Suction tube,Barron,2mm/160mm | 35
898 | 2027/SPC/N/R/S/00101 | 21304313 | Suction tube,Lempert,2/200mm | 15
899 | 2027/SPC/N/R/S/00101 | 21308501 | Conductor for Wire Saw, DeMartel 350mm | 25
900 | 2027/SPC/N/R/S/00101 | 21313201 | Spinal pillow f/ Spine surgery | 15
901 | 2027/SPC/N/R/S/00101 | 21304309 | Suction tube, Lempert,2mm/200mm | 40
902 | 2027/SPC/N/R/S/00102 | 21401202 | Burs Conical for Hudson type brace, 13mm | 25
903 | 2027/SPC/N/R/S/00102 | 21402602 | Perforater,for Hudson's Br.h/drill 15mm | 12
904 | 2027/SPC/N/R/S/00245 | 13700900 | Angiographic Catheter, pigtail type, size 4Fr, with 6 - 10 side ports, 0.97mm (0.038") dia. 50cm - 60cm length. | 375
905 | 2027/SPC/N/R/S/00245 | 13701001 | Angiographic Catheter, pigtail type, high flow, size 5Fr, with 6-10 side ports, 0.97mm (0.038") dia., 100cm - 110cm length, sterile. | 950
906 | 2027/SPC/N/R/S/00245 | 13701101 | Angiographic Catheter, pigtail type, high flow, size 6Fr, with 6-10 side ports, 0.97mm (0.038"), 100cm - 110cm length. | 450
907 | 2027/SPC/N/R/S/00245 | 13701300 | Pulmonary Angio Cath, 5Fr,0.89mm | 200
908 | 2027/SPC/N/R/S/00249 | 13701400 | Guiding Catheter, multipurpose type, size 7Fr, 1.9mm (0.075") diameter, 90cm (approx.) length. | 175
909 | 2027/SPC/N/R/S/00249 | 13701500 | Guiding Catheter Cerebral, size 6Fr, angled,1.60mm (0.064") dia, 90cm (approx.) length. | 1000
910 | 2027/SPC/N/R/S/00249 | 13701600 | Guiding Catheter Balloon Tipped, size 6Fr, 0.89mm (0.035") dia, 100cm (approx.) length. | 175
911 | 2027/SPC/N/R/S/00249 | 13715901 | Guiding Catheter Renal, size 6Fr, angled,1.75mm (0.070") dia, 55cm (approx.) length. | 150
912 | 2027/SPC/N/R/S/00252 | 13701700 | Cerebral Catheter, vertebral, size 4Fr, maximum guidewire size 0.97mm (0.038") diameter, 100cm . | 530
913 | 2027/SPC/N/R/S/00252 | 13702000 | Cerebral Catheter, Benston - Hanafee type JB1 or similar curve tip, size 4Fr. | 65
914 | 2027/SPC/N/R/S/00252 | 13702001 | Cerebral Catheter, Benston - Hanafee type JB1 or similar curve tip, size 4Fr. | 63
915 | 2027/SPC/N/R/S/00252 | 13702002 | Cerebral Catheter, Benston - Hanafee type JB3 or similar curve tip, size 4Fr | 63
916 | 2027/SPC/N/R/S/00252 | 13702101 | Cerebral Catheter, Brenstein type or similar curve tip, size 5Fr. | 120
917 | 2027/SPC/N/R/S/00252 | 13702600 | Cerebral Catheter, Simmons type II SIM or similar curve tip, size 4Fr. | 190
918 | 2027/SPC/N/R/S/00252 | 13702700 | Cerebral Catheter, Benston - Hanafee type JB1 or similar curve tip, size 5Fr. | 250
919 | 2027/SPC/N/R/S/00252 | 13702702 | Cerebral Catheter, Benston - Hanafee type JB2 or similar curve tip, size 5Fr. | 200
920 | 2027/SPC/N/R/S/00252 | 13702703 | Cerebral Catheter, Benston - Hanafee type JB3 or similar curve tip, size 5Fr. | 70
921 | 2027/SPC/N/R/S/00252 | 13702800 | Cerebral Catheter, Headhunter type H1 or similar curve tip, size 5Fr. | 150
922 | 2027/SPC/N/R/S/00252 | 13702801 | Cerebral Catheter, Headhunter type H1 or similar curve tip, size 4Fr. | 25
923 | 2027/SPC/N/R/S/00252 | 13701701 | Cerebral Catheter, vertebral, size 5Fr, maximum guidewire size 0.97mm (0.038") diameter, 100cm. | 813
924 | 2027/SPC/N/R/S/00259 | 13704600 | Angiographic Puncture Needle,size 20G x 7cm(approx.)length,one part. | 1000
925 | 2027/SPC/N/R/S/00259 | 13704603 | Angiographic Puncture Needle, size 18G x 7cm (approx.) length, one part. | 12500
926 | 2027/SPC/N/R/S/00259 | 13704701 | Spinal Needle for lumbar puncture, size 20G, bevelled point. | 1250
927 | 2027/SPC/N/R/S/00259 | 13704702 | Spinal Needle for lumbar puncture, size 23G, bevelled point, with stilette. | 2500
928 | 2027/SPC/N/R/S/00259 | 13704800 | Spinal Needle for lumbar puncture/FNAC, size 22G, bevelled point, with stilette. | 25000
929 | 2027/SPC/N/R/S/00259 | 13733501 | Breast localization needle 21GX10cm. sterile. | 2000
930 | 2027/SPC/N/R/S/00259 | 13704700 | Spinal Needle for lumbar puncture, size 18G, bevelled point. | 2820
931 | 2027/SPC/N/R/S/00266 | 13708900 | Biliary Drainage Set, complete set with size 10Fr x 40cm (approx.) length catheter with 32 side holes. | 40
932 | 2027/SPC/N/R/S/00266 | 13708903 | Biliary Drainage Set, complete set with size 6Fr x 40cm (approx.) length catheter. | 163
933 | 2027/SPC/N/R/S/00266 | 13716100 | Nephrostomy Drainage Set with locking loop, containing; pigtail drainage catheter size 8Fr x 30cm length. | 2500
934 | 2027/SPC/N/R/S/00266 | 13716101 | Nephrostomy Drainage Set with locking loop, containing; pigtail drainagecatheter size 10 Fr x 30cm length. | 1250
935 | 2027/SPC/N/R/S/00267 | 13708800 | Connecting Tube, size 8Fr-10Fr lumen for high pressure upto 350 psi. | 25750
936 | 2027/SPC/N/R/S/00267 | 13708801 | Connecting Tube, size 8Fr-10Fr lumen for high pressure upto 350 psi. | 88
937 | 2027/SPC/N/R/S/00267 | 13709400 | Tubing Adapter, high pressure, multipurpose, plastic. | 75
938 | 2027/SPC/N/R/S/00281 | 13713200 | Percutaneous Billiary Stent, metal, self-expandable, size 10 mm dia. x 6cm length with 70 - 100cm length compatible delivery system. | 125
939 | 2027/SPC/N/R/S/00281 | 13713201 | Percutaneous Billiary Stent, metal, self-expandable, size 10mm dia. x 8cm length with 70 - 100cm,compatible delivery system. | 138
940 | 2027/SPC/N/R/S/00281 | 13713202 | Percutaneous Billiary Stent, metal, self - expandable, size 10mm diameter x 10cm length, sterile. | 188
941 | 2027/SPC/N/R/S/00281 | 13713800 | Renal Stent, size 5mm diameter x 2cm length, uncovered balloon mounted,70-100cm length. | 56
942 | 2027/SPC/N/R/S/00281 | 13713801 | Renal Stent, size 6mm diameter x 2cm length, uncovered balloon mounted, 70-100cm length. | 75
943 | 2027/SPC/N/R/S/00281 | 13713802 | Renal Stent, size 4mm diameter x 2cm length, uncovered balloon mounted, 70-100cm length. | 44
944 | 2027/SPC/N/R/S/00281 | 13734208 | Uncovered Stent, self - expandable, size 6mm diameter x 4cm length, 0.89mm (0.035") diameter guidewire compatible. | 20
945 | 2027/SPC/N/R/S/00281 | 13734210 | Uncovered Stent, self-expandable, size 8mm diameter x 6cm length, 0.89mm (0.035") diameter guidewire compatible. | 14
946 | 2027/SPC/N/R/S/00281 | 13734209 | Uncovered Stent, self expandable, size 7mm diameter x 6cm length, 0.89mm (0.035") diameter guidewire compatible. | 14
947 | 2027/SPC/N/R/S/00302 | 13714600 | Intravascular Foreign Body Retrieval Device, with size 3Fr catheter, 0.35mm (0.014") dia. guidewire, snare size 4mm. | 56
948 | 2027/SPC/N/R/S/00302 | 13714601 | Intravascular Foreign Body Retrieval Device, with size 6Fr catheter, 0.25mm (0.010") diameter guidewire, snare size 10mm. | 35
949 | 2027/SPC/N/R/S/00302 | 13714800 | IInfusion Catheter with side holes for thrombolysis, proximal/distal diameter 2.3Fr/7.0Fr. | 40
950 | 2027/SPC/N/R/S/00260 | 13705600 | Micro Catheter Flow Directed(cerebral) proximal/distal diameter 2.7Fr/1.8Fr, 0.45mm (0.018") diameter guidewire compatible, total length 120cm - 160cm . | 500
951 | 2027/SPC/N/R/S/00260 | 13705800 | Micro Occlusion Balloon Catheter, single lumen, size 7mm diameter x 7mm length balloon. | 65
952 | 2027/SPC/N/R/S/00260 | 13705900 | Micro Guidewire, with hydrophilic coating, size 0.43mm (0.017"), diameter, 180cm (approx.) length, sterile. | 190
953 | 2027/SPC/N/R/S/00260 | 13706000 | Micro Guidewire, with hydrophilic coating, size 0.35mm (0.014") diameter, 180cm - 200cm length, sterile. | 80
954 | 2027/SPC/N/R/S/00260 | 13706100 | Micro Guidewire, steerable, with hydrophilic coating, size 0.35mm (0.014"), diameter, 300cm (approx.) length, sterile. | 150
955 | 2027/SPC/N/R/S/00260 | 13706200 | Micro Guidewire, with hydrophilic coating, size 0.25mm (0.010") diameter, 180cm - 200cm length, sterile. | 625
956 | 2027/SPC/N/R/S/00260 | 13706201 | Micro Guide wire, cerebral use, size 0.008", 180cm - 200cm length. | 125
957 | 2027/SPC/N/R/S/00260 | 13706203 | Micro Guidewire, cerebral use, size distal OD 0.012", proximal OD 0.014" diameter, tip 180cm - 200cm length. | 125
958 | 2027/SPC/N/R/S/00260 | 13706204 | Micro Guidewire, cerebral use, size 0.017-0.018" ,180cm - 200cm length. | 125
959 | 2027/SPC/N/R/S/00260 | 13706300 | Micro Puncture Set, size 4Fr, with introducer, sterile. | 425
960 | 2027/SPC/N/R/S/00260 | 13706301 | Micro Puncture Set, size 5Fr, with introducer, sterile. | 264
961 | 2027/SPC/N/R/S/00260 | 13706202 | Micro Guidewire, cerebral use, size 0.010", 180cm - 200cm length. | 100
962 | 2027/SPC/N/R/S/00260 | 13705501 | Micro Catheter, with 2 marker tip, 150cm total length with 15cm distal length, proximal/distal diameter 2.4Fr-2.7Fr/1.5Fr-1.9Fr. | 0
963 | 2027/SPC/N/R/S/00260 | 13705901 | Micro Guidewire, with hydrophilic coating, size 0.43mm (0.017"), diameter, 300cm (approx.) length, sterile. | 190
964 | 2027/SPC/N/R/S/00418 | 13702300 | Visceral Catheter, Cobra - 1 curve tip, size 5Fr,70cm - 80cm length. | 525
965 | 2027/SPC/N/R/S/00418 | 13702302 | Visceral Catheter, Cobra - 2 curve tip, size 5Fr,70cm - 80cm length. | 135
966 | 2027/SPC/N/R/S/00418 | 13702304 | Visceral Catheter, Cobra - 3 curve tip, size 4Fr,60cm - 70cm length. | 125
967 | 2027/SPC/N/R/S/00418 | 13702400 | Visceral Catheter, Picard type or similar, size 5Fr,100cm (approx.) length. | 2500
968 | 2027/SPC/N/R/S/00418 | 13702401 | Visceral Catheter, Picard type or similar, size 4Fr,100cm (approx.) length. | 313
969 | 2027/SPC/N/R/S/00418 | 13702500 | Visceral Catheter, renal double curve tip, size 4Fr, 70cm - 80cm length. | 250
970 | 2027/SPC/N/R/S/00418 | 13703101 | Visceral Catheter, Yashiro,5Fr,80-100cm | 195
971 | 2027/SPC/N/R/S/00418 | 13703102 | Visceral Catheter, Yashiro type or similar, size 4Fr, 70cm (approx.) length. | 44
972 | 2027/SPC/N/R/S/00418 | 13703200 | Visceral Catheter, multipurpose curve tip, size 4Fr,100cm (approx.) length. | 613
973 | 2027/SPC/N/R/S/00418 | 13703201 | Visceral Catheter, multipurpose curve tip, size 5Fr, 100cm (approx.) length. | 850
974 | 2027/SPC/N/R/S/00418 | 13703204 | Visceral Catheter, multipurpose curve tip, size 5Fr, 110-125cm length. | 275
975 | 2027/SPC/N/R/S/00418 | 13703300 | Visceral Catheter, Sidewinder type or similar, size 4Fr,70cm (approx.) length. | 31
976 | 2027/SPC/N/R/S/00418 | 13703600 | Visceral Catheter, Cobra - 2 curve tip, size 4Fr,70cm - 80cm length. | 188
977 | 2027/SPC/N/R/S/00418 | 13703800 | Visceral Catheter, Shepherd Hook type or similar, size 4Fr,70cm (approx.) length. | 150
978 | 2027/SPC/N/R/S/00418 | 13703801 | Visceral Catheter, Shepherd Hook type or similar, size 5Fr,70cm (approx.) length. | 75
979 | 2027/SPC/N/R/S/00418 | 13703202 | Visceral Catheter, multipurpose curve tip, size 4Fr, 60-80cm length. | 130
980 | 2027/SPC/N/R/S/00418 | 13703601 | Visceral Catheter, Cobra - 1 curve tip, size 4Fr,70-80cm. | 125
981 | 2027/SPC/N/R/S/00418 | 13703301 | Visceral Catheter, Sidewinder type or similar, size 5Fr,70cm (approx.) length. | 188
982 | 2027/SPC/N/R/S/00419 | 13706205 | Micro Guidewire, cerebral use, size 0.021", 180 cm - 200cm length. | 81
983 | 2027/SPC/N/R/S/00421 | 13703901 | Catheter Introducer Set, Shuttle type or similar, size 8Fr,80cm - 100cm length sheath. | 150
984 | 2027/SPC/N/R/S/00421 | 13703902 | Catheter Introducer Set, Shuttle type or similar, size 7Fr,80cm - 100cm length sheath. | 345
985 | 2027/SPC/N/R/S/00421 | 13703903 | Catheter Introducer Set, Shuttle type or similar, size 6Fr,80cm - 100cm length sheath. | 575
986 | 2027/SPC/N/R/S/00421 | 13703904 | Catheter Introducer Set, Shuttle type or similar, size 5Fr,80cm - 100cm length sheath. | 94
987 | 2027/SPC/N/R/S/00421 | 13704000 | Catheter Introducer Set, Cross Over, size 10Fr, 25cm - 50cm length sheath. | 19
988 | 2027/SPC/N/R/S/00421 | 13704001 | Catheter Introducer Set, Cross Over, size 8Fr,25cm - 50cm length sheath. | 125
989 | 2027/SPC/N/R/S/00421 | 13704003 | Catheter Introducer Set, Cross Over, size 7Fr,25cm - 50cm length sheath. | 313
990 | 2027/SPC/N/R/S/00421 | 13704310 | Catheter Introducer Set, adult, size 9Fr,0.97mm (0.038") diameter guidewire, 13cm (approx.) length sheath. | 135
991 | 2027/SPC/N/R/S/00421 | 13704311 | Catheter Introducer Set, adult, size 10Fr, with side arm and haemostatic valve, introducer dilator, 0.97mm (0.038") diameter guidewire, 13cm (approx.) length sheath. | 120
992 | 2027/SPC/N/R/S/00421 | 13704400 | Catheter Introducer Set, paediatric, size 4Fr,0.63mm (0.025') diameter guidewire, 7cm - 7.5cm length sheath. | 160
993 | 2027/SPC/N/R/S/00421 | 13706600 | Catheter Introducer Set, adult, size 6Fr,0.97mm (0.038")diameter angled(J tip)guidewire,25cm(approx.)length sheath. | 375
994 | 2027/SPC/N/R/S/00421 | 13706801 | Catheter Introducer Set, adult, size 7Fr,0.97mm(0.038")diameter angled(J tip)guidewire,25cm(approx.)length sheath. | 250
995 | 2027/SPC/N/R/S/00421 | 13706802 | Catheter Introducer Set, adult, size 7Fr, 0.97mm (0.038") diameter J tip guidewire, 30-50cm length sheath. | 88
996 | 2027/SPC/N/R/S/00421 | 13706900 | Catheter Introducer Set, adult, size 8Fr, 0.97mm(0.038")diameter angled(J tip)guidewire,13cm(approx.)length sheath. | 313
997 | 2027/SPC/N/R/S/00421 | 13706901 | Catheter Introducer Set, adult, size 8Fr, 0.97mm(0.038")diameter angled(J tip)guidewire,25cm(approx.)length sheath. | 100
998 | 2027/SPC/N/R/S/00421 | 13706902 | Catheter Introducer Set, adult, size 8Fr ,0.97mm (0.038") diameter J tip guidewire, 30-50cm length sheath. | 23
999 | 2027/SPC/N/R/S/00421 | 13714200 | Introducer Long Sheath, with side arm, haemostatic valve and compatible guidewire size 12Fr, 80cm - 100cm length sheath. | 13
1000 | 2027/SPC/N/R/S/00421 | 13706400 | Catheter Introducer Set, paediatric, size 4Fr, 0.63mm (0.025") diameter angled guidewire, 9cm length sheath.. | 30
1001 | 2027/SPC/N/R/S/00421 | 13714201 | Introducer Long Sheath, with side arm, haemostatic valve and compatible guidewire size 14Fr, 80cm - 100cm length sheath. | 4
1002 | 2027/SPC/N/R/S/00422 | 13707101 | Cerebral Detachable Embolization Coil, coil size 10, 3D shape, size 3 mm diameter x 6 cm-8 cm length. | 113
1003 | 2027/SPC/N/R/S/00422 | 13707103 | Cerebral Detachable Embolization Coil, coil size 10, 3D shape, size 5mm diameter x 10cm-14cm length. | 275
1004 | 2027/SPC/N/R/S/00422 | 13707104 | Cerebral Detachable Embolization Coil, coil size 10, 3D shape, size 6mm diameter x 12cm-18cm length. | 240
1005 | 2027/SPC/N/R/S/00422 | 13707111 | Cerebral Detachable Embolization Coil, coil size 10, 3D shape, size 1.5 mm diameter x 2-3 cm length. | 81
1006 | 2027/SPC/N/R/S/00422 | 13707112 | Cerebral Detachable Embolization Coil, coil size 10, 3D shape, size 2 mm diameter x 3-5cm length. | 81
1007 | 2027/SPC/N/R/S/00422 | 13707201 | Cerebral Detachable Embolization Coil, coil size 10 soft helical shape, size 3 mm diameter x 10cm length. | 44
1008 | 2027/SPC/N/R/S/00422 | 13707502 | Cerebral Detachable Embolization Coil, coil size 10 soft helical shape, size 1.5 mm diameter x 3-4 cm length. | 33
1009 | 2027/SPC/N/R/S/00422 | 13707504 | Cerebral Detachable Embolization Coil, coil size 10, soft helical shape, size 2 mm diameter x 6 cm length. | 33
1010 | 2027/SPC/N/R/S/00422 | 13707503 | Cerebral Detachable Embolization Coil, coil size 10, soft helical shape, size 2 mm diameter x 4 cm length. | 33
1011 | 2027/SPC/N/R/S/00422 | 13707505 | Cerebral Detachable Embolization Coil, coil size 10, soft helical shape, size 2 mm diameter x 8cm length. | 33
1012 | 2027/SPC/N/R/S/00422 | 13707701 | Cerebral Detachable Embolization Coil, coil size 10 soft helical shape, size 5 mm diameter x 20cm length. | 31
1013 | 2027/SPC/N/R/S/00422 | 13707702 | Cerebral Detachable Embolization Coil, coil size 10, soft helical shape, size 6 mm diameter x 20cm length. | 31
1014 | 2027/SPC/N/R/S/00422 | 13707703 | Cerebral Detachable Embolization Coil, coil size 10, soft helical shape, size 7 mm diameter x 20-30cm length. | 25
1015 | 2027/SPC/N/R/S/00422 | 13707704 | Cerebral Detachable Embolization Coil, coil size 10, soft helical shape, size 8 mm diameter x 25-30cm length. | 25
1016 | 2027/SPC/N/R/S/00422 | 13707705 | Cerebral Detachable Embolization Coil,coil size 10, soft helical shape, size 9 mm diameter x 25-30cm length. | 25
1017 | 2027/SPC/N/R/S/00422 | 13707706 | Cerebral Detachable Embolization Coil, coil size 10, soft helical shape, size 10 mm diameter x 25-30 cm length. | 13
1018 | 2027/SPC/N/R/S/00422 | 13707900 | Embolization Coil, s/s, 0.89mm (0.035") diameter guidewire compatible, size 3mm diameter x 2cm length. | 60
1019 | 2027/SPC/N/R/S/00422 | 13708101 | Embolization Coil, s/s ,8mm x5cm | 55
1020 | 2027/SPC/N/R/S/00422 | 13713903 | Intra cerebral Stent, revascularization device/Stent for flow restoration, size 3 mm diameter x 20 mm length. | 11
1021 | 2027/SPC/N/R/S/00422 | 13714107 | Intra Cerebral Clot Retrieval revascularization Device/stent, size 6 mm, 20-40mm length. | 31
1022 | 2027/SPC/N/R/S/00422 | 13707501 | Cerebral Detachable Embolization Coil, coil size 10, soft helical shape, size 1.5 mm diameter x 2 cm length. | 31
1023 | 2027/SPC/N/R/S/00425 | 13740001 | Fully Automated Biopsy Needle Set with coaxial introducer size 14G x 10cm length needle. | 1500
1024 | 2027/SPC/N/R/S/00425 | 13740002 | Fully Automated Biopsy Needle Set with coaxial introducer size 14G x 15cm length needle and 15cm length introducer. | 750
1025 | 2027/SPC/N/R/S/00425 | 13740003 | Fully Automated Biopsy Needle Set with coaxial introducer, size 16G x 10cm length needle and 10cm length introducer. | 2500
1026 | 2027/SPC/N/R/S/00425 | 13740004 | Fully Automated Biopsy Needle Set with coaxial introducer, size 16G x 15cm length needle and 15cm length introducer.. | 1875
1027 | 2027/SPC/N/R/S/00425 | 13740005 | Fully Automated Biopsy Needle Set with coaxial introducer, size 18G x 15cm length needle. | 1845
1028 | 2027/SPC/N/R/S/00425 | 13740201 | Semi Automated Biopsy Needle Set with coaxial introducer size 18G x 10cm length needle. | 3438
1029 | 2027/SPC/N/R/S/00425 | 13740202 | Semi Automated Biopsy Needle Set with coaxial introducer,size 18G x 15cm length needle. | 3875
1030 | 2027/SPC/N/R/S/00425 | 13740203 | Semi Automated Biopsy Needle Set with coaxial introducer size 20G x 10cm length needle. | 250
1031 | 2027/SPC/N/R/S/00425 | 13740204 | Semi Automated Biopsy Needle Set with coaxial introducer size 20G x 15cm length needle. | 188
1032 | 2027/SPC/N/R/S/00425 | 13740301 | Fully automated disposable Biopsy Needle, compatible for Biopsy Gun, size 14G x 10cm length, sterile. | 325
1033 | 2027/SPC/N/R/S/00425 | 13740302 | Fully automated disposable Biopsy Needle, compatible for Biopsy Gun, size 14G x 15cm length, sterile. | 188
1034 | 2027/SPC/N/R/S/00425 | 13740303 | Fully automated disposable Biopsy Needle. | 94
1035 | 2027/SPC/N/R/S/00425 | 13740304 | Fully automated disposable Biopsy Needle, compatible for Biopsy Gun, size 18G x 10cm length, sterile | 875
1036 | 2027/SPC/N/R/S/00425 | 13740305 | Fully automated disposable Biopsy Needle, compatible for Biopsy Gun, size 18G x 25cm length, sterile. | 1750
1037 | 2027/SPC/N/R/S/00425 | 13740401 | Fully automated Prostate Biopsy Needle Set, size 18G x 25cm length needle and 25cm length introducer. | 2250
1038 | 2027/SPC/N/R/S/00425 | 13740501 | Liver Biopsy Set | 38
1039 | 2027/SPC/N/R/S/00425 | 13741001 | Aspiration biopsy needle, bevelled edges, size 15G x 10 cm. | 1000
1040 | 2027/SPC/N/R/S/00425 | 13741003 | Aspiration biopsy needle, bevelled edges, size 18G x 10 cm. | 1250
1041 | 2027/SPC/N/R/S/00425 | 13741002 | Aspiration biopsy needle, bevelled edges, size 15G x 15 cm. | 1000
1042 | 2027/SPC/N/R/S/00425 | 13741004 | Aspiration biopsy needle, bevelled edges, size 18G x 15 cm. | 1250
1043 | 2027/SPC/N/R/S/00425 | 13741005 | Aspiration biopsy needle, bevelled edges, size 20G x 10 cm. | 225
1044 | 2027/SPC/N/R/S/00425 | 13740801 | Semi automated Biopsy Needle, with coaxial introducer adjustable size 18G x 10cm (approx.) length. | 1375
1045 | 2027/SPC/N/R/S/00425 | 13741006 | Aspiration biopsy needle, bevelled edges, size 20G x 15 cm. | 38
1046 | 2027/SPC/N/R/S/00425 | 13741008 | Aspiration biopsy needle, bevelled edges, size 22Gx15cm. | 75
1047 | 2027/SPC/N/R/S/00425 | 13741201 | Vaccum assisted biopsy needle, 9G x 20 cm length with aperture 20 mm and 12mm. | 81
1048 | 2027/SPC/N/R/S/00425 | 13741007 | Aspiration biopsy needle, bevelled edges, size 22G x 10 cm. | 150
1049 | 2027/SPC/N/R/S/00425 | 13740802 | Semi automated Biopsy Needle, with coaxial introducer adjustable size 18G x 15cm (approx.) length. | 2250
1050 | 2027/SPC/N/R/S/00425 | 13740803 | Semi automated Biopsy Needle, with coaxial introducer adjustable size 20G x 10cm (approx.) length. | 125
1051 | 2027/SPC/N/R/S/00427 | 28200801 | Bur Stand for 120-150 burs | 150
1052 | 2027/SPC/N/R/S/00427 | 28202104 | Perf.Den.Impres.Tray Low 3 | 250
1053 | 2027/SPC/N/R/S/00427 | 28200203 | Holder cotton wool | 75
1054 | 2027/SPC/N/R/S/00427 | 28200501 | Instrument Tray large35x28x1.4cm deep | 200
1055 | 2027/SPC/N/R/S/00427 | 28202005 | Perf.Den.Impres.Tray Upper 4 | 150
1056 | 2027/SPC/N/R/S/00427 | 28202002 | Perf.Den.Impres.Tray Upper 1 | 100
1057 | 2027/SPC/N/R/S/00427 | 28200102 | Dappen Glass | 400
1058 | 2027/SPC/N/R/S/00427 | 28200205 | Holder for Intra oral X Rayfilm | 40
1059 | 2027/SPC/N/R/S/00427 | 28202001 | Perf.Den.Impres.Tray Upper 0 | 100
1060 | 2027/SPC/N/R/S/00427 | 28202003 | Perf.Den.Impres.Tray Upper 2 | 200
1061 | 2027/SPC/N/R/S/00427 | 28202105 | Perf.Den.Impres.Tray Low 4 | 100
1062 | 2027/SPC/N/R/S/00427 | 28202106 | Perf.Den.Impres.Tray Low 5 | 100
1063 | 2027/SPC/N/R/S/00427 | 28200105 | Spirit Lamp, glass, with lid and cotton wick. | 100
1064 | 2027/SPC/N/R/S/00427 | 28202004 | Perf.Den.Impres.Tray Upper 3 | 150
1065 | 2027/SPC/N/R/S/00427 | 28202203 | Set of Perf.Eden.Den.Impres. Tray small, upper and lower. | 60
1066 | 2027/SPC/N/R/S/00427 | 28200109 | Mixing slab of plate glass with beveled edges, size 15cm x 8cm x 2cm thick | 250
1067 | 2027/SPC/N/R/S/00427 | 28200504 | Instrument Tray, with lid, size (approx.) 28cm x 18cm x 4cm deep, s/s, with Aluminium rack. | 150
1068 | 2027/SPC/N/R/S/00427 | 28202101 | Perf.Den. Impression tray Low0 | 100
1069 | 2027/SPC/N/R/S/00427 | 28202202 | Set of Perf.Eden.Den.Impres.Tray medium, upper and lower | 100
1070 | 2027/SPC/N/R/S/00427 | 28200204 | Holder for Introral periapicalRadiograph film | 30
1071 | 2027/SPC/N/R/S/00427 | 28202020 | Upp.Anterior Den.Impres.Tray | 60
1072 | 2027/SPC/N/R/S/00427 | 28202220 | Perf.Eden.Den.Impres.TrayLarge | 90
1073 | 2027/SPC/N/R/S/00427 | 28200601 | Wire Brush for cleaning burs | 600
1074 | 2027/SPC/N/R/S/00427 | 28202102 | Perf.Den.Impres.Tray.lower 1 | 100
1075 | 2027/SPC/N/R/S/00427 | 28200701 | Mixing Bowl for alginate with plastic spatula, large size. | 45
1076 | 2027/SPC/N/R/S/00427 | 28202103 | Perf.Den.Impres.Tray Low 2 | 250
1077 | 2027/SPC/N/R/S/00427 | 28200503 | Instrument Tray with lid, size (approx.) 25cm x 8cm x 4cm deep. | 200
1078 | 2027/SPC/N/R/S/00427 | 28202006 | Perf.Den.Impres.Tray Upper 5 | 125
1079 | 2027/SPC/N/R/S/00431 | 18600101 | X Plate 1.3, 4 holes, for OMF. | 625
1080 | 2027/SPC/N/R/S/00431 | 18600201 | Adaptation Plate 1.3 X 24Holes .Ti. | 800
1081 | 2027/SPC/N/R/S/00431 | 18600401 | L-Plate 1.3 X 6Holes rightfor OMF Ti | 1200
1082 | 2027/SPC/N/R/S/00431 | 18600402 | L-Plate 1.3 X 7 holesLeft,for OMF Ti. | 1000
1083 | 2027/SPC/N/R/S/00431 | 18600403 | L-Plate 1.3 X 7 holes Right,for OMF Ti. | 1000
1084 | 2027/SPC/N/R/S/00431 | 18600406 | L-Plate 1.3mm x 6Holes leftTi. | 1200
1085 | 2027/SPC/N/R/S/00431 | 18600604 | Anato. Orbital Floor Pla.1.3small ,0.3 thicknes,OMF | 600
1086 | 2027/SPC/N/R/S/00431 | 18600605 | Orbit. Floor Mesh Pla. 1.3mm.4 thick, for OMF | 600
1087 | 2027/SPC/N/R/S/00431 | 18600701 | T-Plate 1.3 X 7holes for OMFpure Ti. | 600
1088 | 2027/SPC/N/R/S/00431 | 18600902 | Y-Plate 1.3, 5 Holes for OMFfor Ti | 900
1089 | 2027/SPC/N/R/S/00431 | 18601403 | Double Y-Plate 1.3X6 holes15mm for OMF | 400
1090 | 2027/SPC/N/R/S/00431 | 18601605 | Dril Bit 1.0mm w/Stop,2 flut.6/44.5 OMF | 340
1091 | 2027/SPC/N/R/S/00431 | 18601607 | Drill Bit 1.1mm w/Stop2flu.6/44.5mm.OMF | 300
1092 | 2027/SPC/N/R/S/00431 | 18600603 | Oribital Plate 1.3 cvd 9Holes for OMF | 400
1093 | 2027/SPC/N/R/S/00432 | 18600202 | Adapta. Plate 1.5x 20 Holes0.9mm Ti. | 1800
1094 | 2027/SPC/N/R/S/00432 | 18600404 | L-Plate 1.5X 5 holes left,for OMF Ti | 700
1095 | 2027/SPC/N/R/S/00432 | 18600405 | L-plate 2.0 X 7 holes leftfor OMF. | 1000
1096 | 2027/SPC/N/R/S/00432 | 18600408 | L-plate 2.0 X 7 holes right,for OMF Ti. | 1500
1097 | 2027/SPC/N/R/S/00432 | 18600602 | Orbital Plate 1.5 cvd 8 holesfor OMF | 900
1098 | 2027/SPC/N/R/S/00432 | 18600901 | Y-Plate 1.5, 5 holes, for OMF. | 1200
1099 | 2027/SPC/N/R/S/00432 | 18601601 | Drill Bit 1.5mm,2 flute, 80mmOMF S/S | 150
1100 | 2027/SPC/N/R/S/00432 | 18601604 | Drill Bit 1.5mm,2flute,8/44.5.mm OMF | 300
1101 | 2027/SPC/N/R/S/00433 | 18600802 | UniLOCK Reco.pla.2.4x21+6holes,A/R, OMF | 650
1102 | 2027/SPC/N/R/S/00433 | 18600803 | UniLOCK Rec.pla.2.4, 6+24+6hol.OMF | 600
1103 | 2027/SPC/N/R/S/00433 | 18601101 | Bending Scr.UniLock Recon.4len.for OMF | 1750
1104 | 2027/SPC/N/R/S/00435 | 18602001 | Bur round 3.0mm 16/28 length,OMF. | 1300
1105 | 2027/SPC/N/R/S/00435 | 18602002 | Bur round 5.0mm 45/33 length,OMF. | 1300
1106 | 2027/SPC/N/R/S/00436 | 21100101 | Bone Awl, straight 2.0mm dia.x 125mm | 10
1107 | 2027/SPC/N/R/S/00436 | 21100102 | Bone Awl, straight 2.6mm dia.x 145mm | 20
1108 | 2027/SPC/N/R/S/00436 | 21100201 | Bone Gouge, Alexander, 5mmwide, 175mm | 15
1109 | 2027/SPC/N/R/S/00436 | 21100761 | Osteotome Hibbs,10mmblade,240mm | 60
1110 | 2027/SPC/N/R/S/00436 | 21100802 | Wire cutter s/w 0.6mmh/w 0.4mm,tungston,130mm | 50
1111 | 2027/SPC/N/R/S/00436 | 21101300 | Reamer f. Kuntscher nail 7mm | 20
1112 | 2027/SPC/N/R/S/00436 | 21101301 | Reamer f. Kuntscher nail 8mm | 10
1113 | 2027/SPC/N/R/S/00436 | 21101302 | Reamer f. Kuntscher nail 9mm | 15
1114 | 2027/SPC/N/R/S/00436 | 21101303 | Reamer f. Kuntscher nail 10mm | 12
1115 | 2027/SPC/N/R/S/00436 | 21101304 | Reamer f. Kuntscher nail 11mm | 12
1116 | 2027/SPC/N/R/S/00436 | 21101305 | Reamer f. Kuntscher nail 12mm | 15
1117 | 2027/SPC/N/R/S/00436 | 21101306 | Reamer f. Kuntscher nail 13mm | 15
1118 | 2027/SPC/N/R/S/00436 | 21101400 | Extractor Kuntscher nail w/2hooks | 10
1119 | 2027/SPC/N/R/S/00436 | 21101701 | Saw amputation, blade 230mm | 30
1120 | 2027/SPC/N/R/S/00436 | 21101702 | Saw Bone Satterlee,210mmbld,290mm. | 10
1121 | 2027/SPC/N/R/S/00436 | 21101800 | Screw driver AO type 280mm | 70
1122 | 2027/SPC/N/R/S/00436 | 21101801 | Screw driver AO type 3.5mm 225mm | 100
1123 | 2027/SPC/N/R/S/00436 | 21101802 | Screw Driver cannulatedhexagonal head 6.5/7mm dia | 50
1124 | 2027/SPC/N/R/S/00436 | 21101806 | Screw Driver, f/hexagonal head 3.5mm bone screws,280mm | 50
1125 | 2027/SPC/N/R/S/00436 | 21102001 | Bone File, Joseph type, 175mm | 45
1126 | 2027/SPC/N/R/S/00436 | 21103101 | Wire Twister, fine w/tungstenc/e,150mm | 50
1127 | 2027/SPC/N/R/S/00436 | 21103102 | Wire Twister, with tungstencb s/j,150mm | 50
1128 | 2027/SPC/N/R/S/00436 | 21104300 | Taps f.1.5mm dia:c/b screw50/20mm | 55
1129 | 2027/SPC/N/R/S/00436 | 21104301 | Taps f.2.7mm dia:c/b screw100/35mm | 40
1130 | 2027/SPC/N/R/S/00436 | 21104400 | Taps f.4.0mm dia:c/b screw85/110mm | 20
1131 | 2027/SPC/N/R/S/00436 | 21104401 | Taps f.6.5mm dia:c/b screw85/195mm | 50
1132 | 2027/SPC/N/R/S/00436 | 21105000 | Punch for Kuntcher Nails 200mm | 20
1133 | 2027/SPC/N/R/S/00436 | 21105600 | Osteotome, str,7mm s/sblade,wood handle | 75
1134 | 2027/SPC/N/R/S/00436 | 21105601 | Osteotome,str,10mm s/sblade,wood handle | 80
1135 | 2027/SPC/N/R/S/00436 | 21105602 | Osteotome,str,15mm s/sblade,wood handle | 75
1136 | 2027/SPC/N/R/S/00436 | 21105603 | Osteotome,str,20mm s/sblade,wood handle | 55
1137 | 2027/SPC/N/R/S/00436 | 21105700 | Osteotome,str,6mm s/sblade,metal handle | 50
1138 | 2027/SPC/N/R/S/00436 | 21105900 | Chisel Mastoid Jenkin,6mmwide,140mm | 50
1139 | 2027/SPC/N/R/S/00436 | 21106000 | Chisel for Pelvic Osteotomy15mm | 20
1140 | 2027/SPC/N/R/S/00436 | 21106001 | Chisel for Pelvic Osteotomy20mm | 20
1141 | 2027/SPC/N/R/S/00436 | 21106200 | Periosteal Elevator 6mm roundedge | 80
1142 | 2027/SPC/N/R/S/00436 | 21106201 | Periosteal Elevator 14mmround edge | 80
1143 | 2027/SPC/N/R/S/00436 | 21106300 | Periosteal Elevator 6mmstraight edge | 80
1144 | 2027/SPC/N/R/S/00436 | 21106301 | Periosteal Elevator 14mmstraight edge | 70
1145 | 2027/SPC/N/R/S/00436 | 21106400 | Periosteal Elevator, p/e,190mm | 80
1146 | 2027/SPC/N/R/S/00436 | 21106500 | Chisel Stille type straightw/10mm blade | 30
1147 | 2027/SPC/N/R/S/00436 | 21106501 | Chisel Stille type straightw/15mm blade | 30
1148 | 2027/SPC/N/R/S/00436 | 21106502 | Chisel Stille type straightw20mm blade | 25
1149 | 2027/SPC/N/R/S/00436 | 21106503 | Chisel Stille type straightw/25mm blade | 9
1150 | 2027/SPC/N/R/S/00436 | 21106700 | Chisel Stille type straightw /4mm blade | 25
1151 | 2027/SPC/N/R/S/00436 | 21106701 | Chisel Stille type straightw/ 8mm blade | 25
1152 | 2027/SPC/N/R/S/00436 | 21106800 | Plaster Shear, Stille 260mm | 35
1153 | 2027/SPC/N/R/S/00436 | 21106801 | Plaster Cast Spreader, 300mm | 45
1154 | 2027/SPC/N/R/S/00436 | 21106802 | Plaster Shear, Esmarch type | 15
1155 | 2027/SPC/N/R/S/00436 | 21106900 | Bone Reduction Forcepspointed small | 120
1156 | 2027/SPC/N/R/S/00436 | 21106901 | Bone Reduction Forcepspointed medium | 120
1157 | 2027/SPC/N/R/S/00436 | 21106902 | Bone Reduction Forcepspointed large | 120
1158 | 2027/SPC/N/R/S/00436 | 21107000 | Bone Reduction Forcep s/jawsmall | 130
1159 | 2027/SPC/N/R/S/00436 | 21107001 | Bone Reduction Forcep s/jawmedium | 100
1160 | 2027/SPC/N/R/S/00436 | 21107002 | Bone Reduction Forcep s/jawlarge | 100
1161 | 2027/SPC/N/R/S/00436 | 21107100 | Reduction Forceps for finger135mm | 60
1162 | 2027/SPC/N/R/S/00436 | 21107300 | Reduction Forceps with drillguide 200mm | 25
1163 | 2027/SPC/N/R/S/00436 | 21107400 | Forceps Bone CuttingListon,str,140mm | 45
1164 | 2027/SPC/N/R/S/00436 | 21107401 | Forceps Bone CuttingListon,str,170mm | 30
1165 | 2027/SPC/N/R/S/00436 | 21107500 | Forceps BoneCuttingListon,ang/flat,200m | 20
1166 | 2027/SPC/N/R/S/00436 | 21107700 | Forceps bone holdng HeyGroves 200mm | 100
1167 | 2027/SPC/N/R/S/00436 | 21107701 | Forceps bone holdng HeyGroves 250mm | 100
1168 | 2027/SPC/N/R/S/00436 | 21107800 | Bone (Tibia) Holding Forceps | 80
1169 | 2027/SPC/N/R/S/00436 | 21107900 | Bone Holding Forceps w crabclaws 185mm | 70
1170 | 2027/SPC/N/R/S/00436 | 21108000 | Bone Holding Forceps ang.Lambotte 210mm | 35
1171 | 2027/SPC/N/R/S/00441 | 13000202 | Scalpel blade No.15 forOphthalmic, carbon steel. | 18000
1172 | 2027/SPC/N/R/S/00441 | 13000201 | Scalpel blade No.11 forOphthalmic, carbon steel. | 19000
1173 | 2027/SPC/N/R/S/00442 | 13007019 | Intra Occu.Lens,multi piecefold,hydrophobic,16 D | 400
1174 | 2027/SPC/N/R/S/00442 | 13007020 | Intra Occu.Lens,multi piecefold,hydrophobic,16.5 D | 400
1175 | 2027/SPC/N/R/S/00442 | 13007022 | Intra Occu.Lens,multi piecefold,hydrophobic, 17.5 D | 600
1176 | 2027/SPC/N/R/S/00442 | 13007023 | Intra Occu.Lens,multi piecefold,hydrophobic, 18 D | 650
1177 | 2027/SPC/N/R/S/00442 | 13007024 | Intra Occu.Lens,multi piecefold,hydrophobic, 18.5 D | 700
1178 | 2027/SPC/N/R/S/00442 | 13007025 | Intra Occu.Lens,multi piecefold,hydrophobic,19 D | 900
1179 | 2027/SPC/N/R/S/00442 | 13007026 | Intra Occu.Lens,multi piecefold,hydrophobic,19.5 D | 1100
1180 | 2027/SPC/N/R/S/00442 | 13007027 | Intra Occu.Lens,multi piecefold,hydrophobic, 20 D | 2000
1181 | 2027/SPC/N/R/S/00442 | 13007028 | Intra Occu.Lens,multi piecefold,hydrophobic,20.5 D | 2300
1182 | 2027/SPC/N/R/S/00442 | 13007029 | Intra Occu.Lens,multi piecefold,hydrophobic,21 D | 3200
1183 | 2027/SPC/N/R/S/00442 | 13007031 | Intra Occu.Lens,multi piecefold,hydrophobic,22 D | 4000
1184 | 2027/SPC/N/R/S/00442 | 13007032 | Intra Occu.Lens,multi piecefold,hydrophobic,22.5 D | 4200
1185 | 2027/SPC/N/R/S/00442 | 13007033 | Intra Occu.Lens,multi piecefold,hydrophobic, 23 D | 4400
1186 | 2027/SPC/N/R/S/00442 | 13007034 | Intra Occu.Lens,multi piecefold,hydrophobic,23.5 D | 3800
1187 | 2027/SPC/N/R/S/00442 | 13007035 | Intra Occu.Lens,multi piecefold,hydrophobic, 24 D | 2700
1188 | 2027/SPC/N/R/S/00442 | 13007037 | Intra Occu.Lens,multi piecefold,hydrophobic, 25 D | 2000
1189 | 2027/SPC/N/R/S/00442 | 13007039 | Intra Occu.Lens,multi piecefold,hydrophobic, 26 D | 800
1190 | 2027/SPC/N/R/S/00442 | 13007018 | Intra Occu.Lens,multi piecefold,hydrophobic,15.5 D | 400
1191 | 2027/SPC/N/R/S/00442 | 13007030 | Intra Occu.Lens,multi piecefold,hydrophobic, 21.5 D | 3500
1192 | 2027/SPC/N/R/S/00442 | 13007021 | Intra Occu.Lens,multi piecefold,hydrophobic, 17 D | 500
1193 | 2027/SPC/N/R/S/00442 | 13007036 | Intra Occu.Lens,multi piecefold,hydrophobic,24.5 D | 2200
1194 | 2027/SPC/N/R/S/00442 | 13007038 | Intra Occu.Lens,multi piecefold,hydrophobic, 25.5 D | 1300
1195 | 2027/SPC/N/R/S/00442 | 13007017 | Intra Occu.Lens,multi piecefold,hydrophobic,15 D | 350
1196 | 2027/SPC/N/R/S/00444 | 16000202 | Stretch band, Red40-41" x 2-3" | 550
1197 | 2027/SPC/N/R/S/00444 | 16000203 | Stretch band,Yellow,40-41" x 2-3" | 550
1198 | 2027/SPC/N/R/S/00444 | 16000204 | Stretch band, Blue,40-41" x 2-3" | 450
1199 | 2027/SPC/N/R/S/00444 | 16000001 | Parrafine Wax for wax bathM.P.45-50 'C,500g | 500000
1200 | 2027/SPC/N/R/S/00444 | 16000101 | Professional resistance band,Thera type or similar,10mx5cm,Yellow | 800
1201 | 2027/SPC/N/R/S/00444 | 16000102 | Professional resistance bandThera band type or similar10mx5cm,Green | 650
1202 | 2027/SPC/N/R/S/00444 | 16000103 | Professional resistance band,Thera band type or similarRed,10mx5cm | 850
1203 | 2027/SPC/N/R/S/00444 | 16000104 | Professional resistance bandThera band type or similarBlue, length 10M, width 5cm | 850
1204 | 2027/SPC/N/R/S/00444 | 16000105 | Professional resistance bandThera band type or similar,Purple, length 10M, width 5cm | 700
1205 | 2027/SPC/N/R/S/00444 | 16000106 | Professional resistance bandThera band type or similarSilver, length 10M, width 5cm | 250
1206 | 2027/SPC/N/R/S/00444 | 16000201 | Stretch band, Green, length40-41" x 2-3" | 675
1207 | 2027/SPC/N/R/S/00444 | 16000501 | Kinesiotape or similar5M length ,5cm width | 3000
1208 | 2027/SPC/N/R/S/00444 | 16001201 | Hot/cold gel pack125-135mm x 260mm-280mm | 500
1209 | 2027/SPC/N/R/S/00444 | 16002001 | Acupuncture needles0.25Gage,13mm Length | 5000
1210 | 2027/SPC/N/R/S/00444 | 16002002 | Acupuncture needles0.25Gage,25mm Length | 5000
1211 | 2027/SPC/N/R/S/00444 | 16002003 | Acupuncture needles0.25Gage,40mm length | 8000
1212 | 2027/SPC/N/R/S/00444 | 16002005 | Acupuncture needles0.25Gage,90mm length | 1800
1213 | 2027/SPC/N/R/S/00429 | 28302105 | Straight Hand Piece for dental micro motor | 120
1214 | 2027/SPC/N/R/S/00429 | 28300601 | Dental Blow Torch(Gas) | 100
1215 | 2027/SPC/N/R/S/00429 | 28300702 | Wax instrument set | 40
1216 | 2027/SPC/N/R/S/00429 | 28300708 | Carver wax LeCron | 90
1217 | 2027/SPC/N/R/S/00429 | 28301002 | Round Nose Adam's Plier, No 65, Ash type or similar | 35
1218 | 2027/SPC/N/R/S/00429 | 28303601 | Dental Blow Pipe | 30
1219 | 2027/SPC/N/R/S/00429 | 28300202 | Articulator, average type | 70
1220 | 2027/SPC/N/R/S/00429 | 28300701 | Cutting Knife,f/porcelainset of 3 sizes | 15
1221 | 2027/SPC/N/R/S/00429 | 28301005 | Dental wire cutter heavy duty, for up to 1.5m diameter wires | 25
1222 | 2027/SPC/N/R/S/00429 | 28301010 | Dental Plaster Cuttingplier,S/S | 55
1223 | 2027/SPC/N/R/S/00429 | 28300707 | Wax Knife Small | 90
1224 | 2027/SPC/N/R/S/00429 | 28301007 | Clasp Adjusting Plier, Aderer | 25
1225 | 2027/SPC/N/R/S/00429 | 28302801 | Wax Spatula, set of 4different types, | 20
1226 | 2027/SPC/N/R/S/00429 | 28300903 | Dental Lathe, 2 speed -3450/1725 rpm, for 230 V 50/60 Hz AC. | 10
1227 | 2027/SPC/N/R/S/00429 | 28301101 | Model Trimer, Single Wheel type for plaster models, 230 V 50/60 Hz AC. | 12
1228 | 2027/SPC/N/R/S/00429 | 28301102 | Model Trimer, Double Wheel type for plaster models, 230 V 50/60 Hz AC. | 12
1229 | 2027/SPC/N/R/S/00429 | 28302802 | Spatula for Mixing Plaster ofParis | 100
1230 | 2027/SPC/N/R/S/00429 | 28300401 | Denture Flask, large size | 50
1231 | 2027/SPC/N/R/S/00429 | 28301301 | Dental Hand Saw Frame w.blade | 10
1232 | 2027/SPC/N/R/S/00429 | 28300402 | Denture Flask,forplasters,small,Al | 15
1233 | 2027/SPC/N/R/S/00429 | 28302804 | Rubber Bowl for mixing POP | 112
1234 | 2027/SPC/N/R/S/00429 | 28302805 | Plaster Knife w/ flask opener | 30
1235 | 2027/SPC/N/R/S/00429 | 28300704 | Plaster Knife, 17.5cm | 70
1236 | 2027/SPC/N/R/S/00429 | 28301502 | Rubb.Base for study models,Upp. & Low. | 20
1237 | 2027/SPC/N/R/S/00429 | 28302807 | Mixing vessel & rod f.acrylicmat. | 20
1238 | 2027/SPC/N/R/S/00429 | 28300403 | Denture Flask, ex.large | 60
1239 | 2027/SPC/N/R/S/00429 | 28300501 | Clamp f. denture flask, 2fl.size | 50
1240 | 2027/SPC/N/R/S/00429 | 28300502 | Clamp f. denture flask, 1fl.size | 50
1241 | 2027/SPC/N/R/S/00429 | 28300705 | Wax Knife, large | 150
1242 | 2027/SPC/N/R/S/00429 | 28302101 | Dental Micro Motor, with straight hand piece, desk top model | 80
1243 | 2027/SPC/N/R/S/00437 | 21108100 | Meniscus Grasping Forcep,curveWeller type 200mm | 10
1244 | 2027/SPC/N/R/S/00437 | 21108101 | Meniscus Grasping Forceps, strWeller type , 200mm | 10
1245 | 2027/SPC/N/R/S/00437 | 21108200 | Bone Holding Forcep selfcentering 190mm | 60
1246 | 2027/SPC/N/R/S/00437 | 21108302 | Plate Hold. Forcep f/LFS | 60
1247 | 2027/SPC/N/R/S/00437 | 21108303 | Plate Hold. Forcep f/SFS | 45
1248 | 2027/SPC/N/R/S/00437 | 21108400 | Bone Nibbler, cvd, small | 130
1249 | 2027/SPC/N/R/S/00437 | 21108401 | Bone Nibbler, cvd, medium | 130
1250 | 2027/SPC/N/R/S/00437 | 21108500 | Bone Nibbler, straight, small | 120
1251 | 2027/SPC/N/R/S/00437 | 21108501 | Bone Nibbler, straight, medium | 110
1252 | 2027/SPC/N/R/S/00437 | 21108502 | Bone Nibbler, straight, large | 90
1253 | 2027/SPC/N/R/S/00437 | 21108700 | Bone Hook,Sharp,Large,200mm. | 40
1254 | 2027/SPC/N/R/S/00437 | 21108701 | Bone Hook, sharp, medium,200mm | 25
1255 | 2027/SPC/N/R/S/00437 | 21108702 | Bone Hook, sharp, small, 200mm | 20
1256 | 2027/SPC/N/R/S/00437 | 21108800 | Bone lever Lane 260mm | 45
1257 | 2027/SPC/N/R/S/00437 | 21108900 | Bone Lever V - M 255mm | 40
1258 | 2027/SPC/N/R/S/00437 | 21109000 | BoneLever,Mini,Hohmann,small,S/B | 75
1259 | 2027/SPC/N/R/S/00437 | 21109001 | BoneLever,Mini,Hohmann,Medium,S/B | 75
1260 | 2027/SPC/N/R/S/00437 | 21109002 | BoneLever,Mini,Hohmann,large,S/B | 110
1261 | 2027/SPC/N/R/S/00437 | 21109003 | BoneLever,Mini,Hohmann,small,B/B | 85
1262 | 2027/SPC/N/R/S/00437 | 21109004 | BoneLever,Mini,Hohmann,medium,B/B | 100
1263 | 2027/SPC/N/R/S/00437 | 21109005 | BoneLever,Mini,Hohmann,large,B/B | 95
1264 | 2027/SPC/N/R/S/00437 | 21109100 | BoneLever,RingHandle,Trethowen,220m | 50
1265 | 2027/SPC/N/R/S/00437 | 21109200 | Extractor Bromhead 235mm | 20
1266 | 2027/SPC/N/R/S/00437 | 21109300 | Hammer w/metal hadl.350g/230mm | 45
1267 | 2027/SPC/N/R/S/00437 | 21109301 | Hammer w/metal hadl.500g/230mm | 40
1268 | 2027/SPC/N/R/S/00437 | 21109400 | Hook f. extractor,Kuntscheri/nails | 15
1269 | 2027/SPC/N/R/S/00437 | 21109600 | Bone Curette, d/e,oval/round,210mm | 70
1270 | 2027/SPC/N/R/S/00437 | 21109601 | Bone Curette, d/e,oval/round,160mm | 60
1271 | 2027/SPC/N/R/S/00437 | 21109602 | Bone Curette, d/e,oval/round,130mm | 55
1272 | 2027/SPC/N/R/S/00437 | 21109700 | Bone Curette, s/e,oval,5.5mm/250mm | 35
1273 | 2027/SPC/N/R/S/00437 | 21109701 | Bone Curette,s/e,oval,4.5mm/250mm | 35
1274 | 2027/SPC/N/R/S/00437 | 21109800 | Wire Cutting Forcep, small,160mm | 55
1275 | 2027/SPC/N/R/S/00437 | 21109801 | Wire Cutting Forcep, large,220mm | 80
1276 | 2027/SPC/N/R/S/00437 | 21109900 | Wire Cutting Forcep, long,230mm | 70
1277 | 2027/SPC/N/R/S/00437 | 21110000 | Wire Plier, flat nosed 160mm | 85
1278 | 2027/SPC/N/R/S/00437 | 21110101 | Wire Plier, pointed, medium,160mm | 70
1279 | 2027/SPC/N/R/S/00437 | 21110102 | Wire Plier, pointed, large,190mm | 70
1280 | 2027/SPC/N/R/S/00437 | 21110200 | Wire Hold.Foecep,cercl. wires170mm | 65
1281 | 2027/SPC/N/R/S/00437 | 21108402 | Bone Nibbler, cvd, large | 100
1282 | 2027/SPC/N/R/S/00440 | 13006016 | Intra Occu.Lens,paed/sing,hydrophobic ,14 D | 80
1283 | 2027/SPC/N/R/S/00440 | 13006017 | Intra Occu.Lens,paed/single,hydrophobic, 15 D | 80
1284 | 2027/SPC/N/R/S/00440 | 13006019 | Intra Occu.Lens,paed/single,hydrophobic ,16D | 70
1285 | 2027/SPC/N/R/S/00440 | 13006020 | Intra Occu.Lens,paed/single,hydrophobic ,16.5D | 70
1286 | 2027/SPC/N/R/S/00440 | 13006021 | Intra Occu.Lens,paed/single,hydrophobic 17D | 75
1287 | 2027/SPC/N/R/S/00440 | 13006022 | Intra Occu.Lens,paed/single,hydrophobic 17.5D | 90
1288 | 2027/SPC/N/R/S/00440 | 13006023 | Intra Occu.Lens,paed/single,hydrophobic, 18D | 100
1289 | 2027/SPC/N/R/S/00440 | 13006024 | Intra Occu.Lens,paed/single,hydrophobic 18.5D | 100
1290 | 2027/SPC/N/R/S/00440 | 13006025 | Intra Occu.Lens,paed/single,hydrophobic 19D | 100
1291 | 2027/SPC/N/R/S/00440 | 13006026 | Intra Occu.Lens,paed/single,hydrophobic 19.5D | 150
1292 | 2027/SPC/N/R/S/00440 | 13006027 | Intra Occu.Lens,paed/single,hydrophobic, 20D | 50
1293 | 2027/SPC/N/R/S/00440 | 13006028 | Intra Occu.Lens,paed/single,hydrophobic, 20.5D | 70
1294 | 2027/SPC/N/R/S/00440 | 13006029 | Intra Occu.Lens,paed/single,hydrophobic ,21D | 70
1295 | 2027/SPC/N/R/S/00440 | 13006034 | Intra Occu.Lens,paed/single,hydrophobic 23.5D | 80
1296 | 2027/SPC/N/R/S/00440 | 13006035 | Intra Occu.Lens,paed/single,hydrophobic ,24D | 80
1297 | 2027/SPC/N/R/S/00440 | 13006036 | Intra Occu.Lens,paed/single,hydrophobic, 24.5D | 70
1298 | 2027/SPC/N/R/S/00440 | 13006037 | Intra Occu.Lens,paed/single,hydrophobic, 25D | 50
1299 | 2027/SPC/N/R/S/00440 | 13006038 | Intra Occu.Lens,paed/single,hydrophobic, 25.5D | 50
1300 | 2027/SPC/N/R/S/00440 | 13006039 | Intra Occu.Lens,paed/single,hydrophobic 26D | 50
1301 | 2027/SPC/N/R/S/00440 | 13006040 | Intra Occu.Lens,paed/single,hydrophobic 27D | 130
1302 | 2027/SPC/N/R/S/00440 | 13006042 | Intra Occu.Lens,paed/single,hydrophobic , 29D | 36
1303 | 2027/SPC/N/R/S/00440 | 13006043 | Intra Occu.Lens,paed/single,hydrophobic ,30D | 36
1304 | 2027/SPC/N/R/S/00440 | 13006045 | Intra Occu.Lens,paed/single , foldable,hydrophobic , 26.5D | 65
1305 | 2027/SPC/N/R/S/00440 | 13006032 | Intra Occu.Lens,paed/single,hydrophobic , 22.5D | 100
1306 | 2027/SPC/N/R/S/00440 | 13006031 | Intra Occu.Lens,paed/single,hydrophobic, 22D | 300
1307 | 2027/SPC/N/R/S/00440 | 13006018 | Intra Occu.Lens,paed/single,hydrophobic ,15.5D | 70
1308 | 2027/SPC/N/R/S/00440 | 13006015 | Intra Occu.Lens,paed/sing,hydrophobic ,13 D | 80
1309 | 2027/SPC/N/R/S/00440 | 13006041 | Intra Occu.Lens,paed/single,hydrophobic, 28D | 125
1310 | 2027/SPC/N/R/S/00449 | 20800401 | Syringe enema rubber | 60
1311 | 2027/SPC/N/R/S/00449 | 20800602 | Rectal Biopsy ForcepsYeomen,420mm | 16
1312 | 2027/SPC/N/R/S/00449 | 20800701 | Fistula Director w/probetip,140mm | 70
1313 | 2027/SPC/N/R/S/00449 | 20800702 | Fistula DirectorLockhart-mummery No.1 | 75
1314 | 2027/SPC/N/R/S/00449 | 20800703 | Fistula DirectorLockhart-mum.No2,5 deg | 60
1315 | 2027/SPC/N/R/S/00449 | 20800704 | Fistula DirectorLockhart-mum.No3, 90deg | 64
1316 | 2027/SPC/N/R/S/00449 | 20800705 | Fistula Director LockhartMum.No 4,r/c | 52
1317 | 2027/SPC/N/R/S/00449 | 20801001 | Rectal Spreader ParksGirona,210mm | 18
1318 | 2027/SPC/N/R/S/00449 | 20801101 | Haemo. ligator 140-150mm | 50
1319 | 2027/SPC/N/R/S/00451 | 20900101 | IIntra Uterine Cannula Leech Wilkinson type, (or similar), with stilette, luer cone, small base of cone, 10mm x 25mm, 270mm | 90
1320 | 2027/SPC/N/R/S/00451 | 20900102 | Intra Uterine Cannula Leech Wilkinson type, (or similar), with stilette, luer cone, medium base of cone, 13mm x 30mm, 270mm | 40
1321 | 2027/SPC/N/R/S/00451 | 20900103 | Intra Uterine Cannula Leech Wilkinson type, (or similar), with stilette, luer cone, large base of cone, 16mm x 30mm, 270mm | 70
1322 | 2027/SPC/N/R/S/00451 | 20900200 | Catheter female R.H.pat8EG(15FG), 200mm | 270
1323 | 2027/SPC/N/R/S/00451 | 20900400 | Cervix Dilators Hegar type, (or similar), double ended, set of 8 sizes, sizes from 3mm and 4mm dia. to 17mm and 18mm dia. 195mm | 230
1324 | 2027/SPC/N/R/S/00451 | 20900600 | Haemostatic Forceps Green Armytage type, (or similar), straight, for lower segment caesarian, 210mm | 1000
1325 | 2027/SPC/N/R/S/00451 | 20900700 | Obstetric Forceps Wrigley type, (or similar), 300mm | 150
1326 | 2027/SPC/N/R/S/00451 | 20900901 | Uterine Vulsellum Forceps St. Martin type, (or similar), curved, 2 x 2 teeth jaws, 230mm | 930
1327 | 2027/SPC/N/R/S/00451 | 20900902 | Uterine Vulsellum Forceps, straight, 2 x 2 teeth jaws, 240mm | 600
1328 | 2027/SPC/N/R/S/00451 | 20900903 | Uterine Vulsellum Forceps St. Martin type, (or similar), straight, 1 x 1 teeth jaws, 240mm | 400
1329 | 2027/SPC/N/R/S/00451 | 20900300 | Uterine Curette Sims, double ended with sharp and blunt ends, size 6mm, 265mm (approx.) length | 300
1330 | 2027/SPC/N/R/S/00453 | 20902403 | Uterine Curette Recamier type (or similar)12mmx300mm | 20
1331 | 2027/SPC/N/R/S/00453 | 20902501 | Obstetric Forceps Simpson type, (or similar)235mm | 60
1332 | 2027/SPC/N/R/S/00453 | 20902502 | Obstetric Forceps Simpson Braun type, (or similar), 350mm | 46
1333 | 2027/SPC/N/R/S/00453 | 20902701 | Parametrium Scissors Kieback type, (or similar), right angled blades, 240mm | 50
1334 | 2027/SPC/N/R/S/00453 | 20903001 | Hysterectomy Forceps Faure type (or similar), curved, 1 x 2 teeth jaw, 205mm | 80
1335 | 2027/SPC/N/R/S/00453 | 20903002 | Hysterectomy Forceps Faure type (or similar), angled, 1 x 2 teeth jaw, 205mm | 85
1336 | 2027/SPC/N/R/S/00453 | 20903003 | Hysterectomy Forceps Faure type (or similar), curved, 1 x 2 teeth, serrated jaw, 235mm | 20
1337 | 2027/SPC/N/R/S/00455 | 21600101 | Skin grafting knife, w/10blades | 70
1338 | 2027/SPC/N/R/S/00455 | 21601901 | Cutaneous Hook,Guthrie,150mm-180mm,sharp,stainless steel. | 29
1339 | 2027/SPC/N/R/S/00455 | 21601902 | Cutaneous double Hook,Guthrie, 150mm-180mm,1.8mm tip,stainless steel | 30
1340 | 2027/SPC/N/R/S/00455 | 21601903 | Cutaneous double Hook,sharp,Guthrie150mm-180mm,3mm tip | 28
1341 | 2027/SPC/N/R/S/00459 | 18002004 | Zinc Oxide Powder 60g - 120g bottle. | 11250
1342 | 2027/SPC/N/R/S/00459 | 18002002 | Euginol B.P. 15-30ml bottle | 11250
1343 | 2027/SPC/N/R/S/00461 | 13103201 | Blades for use with Cobbet - Braithwaite type skin grafting knife handle | 18000
1344 | 2027/SPC/N/R/S/00464 | 13001302 | Artificial Eye, left, brown,medium | 330
1345 | 2027/SPC/N/R/S/00464 | 13001403 | Artificial Eye, right, darkbrown, large | 350
1346 | 2027/SPC/N/R/S/00464 | 13001303 | Artificial Eye, left, brown,large | 300
1347 | 2027/SPC/N/R/S/00464 | 13001202 | Artificial Eye, right, brown,medium | 200
1348 | 2027/SPC/N/R/S/00464 | 13001401 | Artificial Eye, right, darkbrown, small | 350
1349 | 2027/SPC/N/R/S/00464 | 13001301 | Artificial Eye, left, brown,small | 250
1350 | 2027/SPC/N/R/S/00464 | 13001402 | Artificial Eye, right, darkbrown medium | 380
1351 | 2027/SPC/N/R/S/00464 | 13001501 | Artificial Eye, left, darkbrown, small | 350
1352 | 2027/SPC/N/R/S/00464 | 13001503 | Artificial Eye, left, darkbrown, large | 350
1353 | 2027/SPC/N/R/S/00464 | 13001203 | Artificial Eye, right, brown,large | 250
1354 | 2027/SPC/N/R/S/00464 | 13001502 | Artificial Eye, left, darkbrown, medium | 350
1355 | 2027/SPC/N/R/S/00467 | 21500101 | Ophthalmoscope with Standard Handle | 400
1356 | 2027/SPC/N/R/S/00467 | 21500200 | Ophthalmoscope Indirect, HeadBand | 50
1357 | 2027/SPC/N/R/S/00467 | 21500301 | Retinoscope with Handle with rechargeable batteries | 130
1358 | 2027/SPC/N/R/S/00467 | 21500400 | Pictures Set f. visiontesting of child. | 40
1359 | 2027/SPC/N/R/S/00467 | 21500500 | Trial lens set in case | 60
1360 | 2027/SPC/N/R/S/00467 | 21500600 | Trial Frame, Skeoch, 4 celltype | 140
1361 | 2027/SPC/N/R/S/00467 | 21500800 | Test type electric Logmar wEng.Let | 12
1362 | 2027/SPC/N/R/S/00467 | 21500801 | Test Type electric Logmar wnumbers | 20
1363 | 2027/SPC/N/R/S/00467 | 21501000 | Diagnostic Lens, size +78D,Volk type | 30
1364 | 2027/SPC/N/R/S/00467 | 21501001 | Diagnostic Lens, size +90D,Volk type | 80
1365 | 2027/SPC/N/R/S/00465 | 15400003 | Thermop.Splint, Taylor typeMat.3.2mm,45cmx60cm | 900
1366 | 2027/SPC/N/R/S/00465 | 15400001 | Thermop.Splint, Taylor typeMat.1.6mm,30cmx35cm | 740
1367 | 2027/SPC/N/R/S/00465 | 15400201 | Thermop.Splint, Aqua. T typeMat.3.2mm,45cmx60cm | 800
1368 | 2027/SPC/N/R/S/00465 | 15400002 | Thermop.Splint, Taylor typeMat.2.4mm,45cmx60cm | 500
1369 | 2027/SPC/N/R/S/00465 | 15400102 | Thermop.Splint, Aqua. typeMat.3.2mm,45cmx60cm | 900
1370 | 2027/SPC/N/R/S/00465 | 15400203 | Thermop.Splint, Aqua.T Pr typeMat.1.6mm,45cmx60cm | 640
1371 | 2027/SPC/N/R/S/00465 | 15400101 | Thermop.Splint, Aqua. typeMat.1.6mm,30cmx35cm | 1000
1372 | 2027/SPC/N/R/S/00465 | 15400202 | Thermop.Splint, Aqua. T typeMat.4.8mm,45cmx60cm | 520
1373 | 2027/SPC/N/R/S/00465 | 15400401 | Thermop.Splint, Breath. typeMat.3.2mm,45cmx60cm | 520
1374 | 2027/SPC/N/R/S/00443 | 13709900 | TLAP Balloon Catheter, size 5.8Fr, 0.89mm (0.035") diameter guidewire compatible, 120cm (approx.) length, with 8mm x 4cm balloon. | 75
1375 | 2027/SPC/N/R/S/00443 | 13710101 | TLAP Balloon Catheter, size 5Fr, 0.89mm (0.035") diameter guidewire compatible, 110cm (approx.) length, with 4mm x 2cm balloon, straight tip. | 10
1376 | 2027/SPC/N/R/S/00443 | 13710200 | TLAP Balloon Catheter, size 5Fr, 0.45mm (0.018") diameter guidewire compatible, 80cm (approx.) length, with 4mm x 10cm balloon, straight tip. | 220
1377 | 2027/SPC/N/R/S/00443 | 13710300 | Transluminal Angioplasty Balloon Catheter, size 5Fr, 0.89mm (0.035") diameter guidewire compatible, 70-100cm system length, with 5mm x 4cm balloon, straight tip. | 125
1378 | 2027/SPC/N/R/S/00443 | 13710301 | TLAP Balloon Catheter, size 5Fr, 0.89mm (0.035") diameter guidewire compatible, 110cm (approx.) length, with 5mm x 2cm balloon, straight tip.. | 75
1379 | 2027/SPC/N/R/S/00443 | 13710500 | TLAP Balloon Catheter, size 5Fr, 0.89mm (0.035") dia. guidewire compatible, 110cm (approx.) length, with 6mm x 10cm balloon. | 225
1380 | 2027/SPC/N/R/S/00443 | 13710600 | TLAP Balloon Catheter, size 5Fr, 0.89mm (0.035") diameter guidewire compatible, 110cm (approx.) length, with 8mm x 6cm balloon. | 163
1381 | 2027/SPC/N/R/S/00443 | 13710700 | TLAP Balloon Catheter, size 5Fr, 0.89mm (0.035") dia. guidewire compatible, 110cm (approx.) length, with 9mm x 6cm balloon. | 81
1382 | 2027/SPC/N/R/S/00443 | 13710800 | TLAP Balloon Catheter, size 5Fr, 0.89mm (0.035") dia. guidewire compatible,110cm (approx.) length, with 10mm x 6cm balloon. | 106
1383 | 2027/SPC/N/R/S/00443 | 13711000 | TLAP Balloon Catheter, size 5Fr, 0.89mm (0.035") diameter guidewire compatible, 110cm (approx.) length, with 12mm x 6cm balloon. | 63
1384 | 2027/SPC/N/R/S/00443 | 13711701 | TLAP Balloon Catheter, size 5Fr, 0.89mm (0.035") diameter guidewire compatible,110cm (approx.) length, with 5mm x 10cm balloon. | 281
1385 | 2027/SPC/N/R/S/00443 | 13711702 | TLAP Balloon Catheter, size 5Fr, 0.89mm (0.035") diameter guidewire compatible, 110cm (approx.) length, with 5mm x 15cm balloon. | 300
1386 | 2027/SPC/N/R/S/00443 | 13712100 | TLAP Balloon Catheter, size 5Fr, 0.89mm (0.035") diameter guidewire compatible, 110cm (approx.) length, with 11mm x 4cm balloon. | 28
1387 | 2027/SPC/N/R/S/00443 | 13712500 | TLAP Balloon Catheter, size 5Fr, 0.89mm (0.035") diameter guidewire compatible, 110cm (approx.) length, with 14mm x 4cm balloon. | 94
1388 | 2027/SPC/N/R/S/00443 | 13712801 | TLAP Balloon Catheter, size 5Fr, 0.97mm (0.038") diameter guidewire compatible, 120cm (approx.) length, with 6mm x 4cm balloon. | 125
1389 | 2027/SPC/N/R/S/00443 | 13712900 | TLAP Balloon Catheter, size 5Fr, 0.89mm (0.035") diameter guidewire compatible, 75cm (approx.) length, with 6mm x 4cm balloon, straight tip. | 50
1390 | 2027/SPC/N/R/S/00443 | 13713000 | TLAP Balloon Catheter, size 5Fr, 0.97mm (0.038") diameter guidewire compatible, 80cm (approx.) length, with 6mm x 8cm balloon. | 68
1391 | 2027/SPC/N/R/S/00443 | 13713100 | Dilatation Balloon Inflation Device, with pistol grip, 20ml (approx.) capacity. | 1890
1392 | 2027/SPC/N/R/S/00443 | 13716000 | TLAP Balloon Catheter, size 5Fr, 0.89mm (0.035") dia. guidewire compatible, 110cm (approx.) length, with 9mm x 4cm balloon. | 5
1393 | 2027/SPC/N/R/S/00443 | 13712000 | TLAP Balloon Catheter, size 5Fr, 0.89mm (0.035") guidewire compatible, 110cm (approx.) length, with 10mm x 4cm balloon. | 97
1394 | 2027/SPC/N/R/S/00443 | 13711700 | TLAP, Balloon Catheter, size 5Fr, 0.89mm (0.035") dia. guidewire compatible, 110cm (approx.) length, with 5mm x 6cm balloon. | 50
1395 | 2027/SPC/N/R/S/00443 | 13711500 | TLAP Balloon Catheter, size 5Fr, 0.89mm (0.035") diameter guidewire compatible, 110cm (approx.) length, with 4mm x 15cm balloon, straight tip. | 563
1396 | 2027/SPC/N/R/S/00452 | 20901400 | Cervical Biopsy Punch Forceps Leech Wilkinson type, (or similar), with basket jaws to retain specimen, 200mm | 160
1397 | 2027/SPC/N/R/S/00452 | 20901501 | Screws Mayoma Doyen type (or similar) 150mm | 89
1398 | 2027/SPC/N/R/S/00452 | 20901502 | Screws Mayoma Doyen type, (or similar), 190mm | 58
1399 | 2027/SPC/N/R/S/00452 | 20901503 | Laparoscopic Mayoma Screw for 5mm port | 100
1400 | 2027/SPC/N/R/S/00452 | 20901601 | Specula vaginal Cusco 100mm x30mm | 5000
1401 | 2027/SPC/N/R/S/00452 | 20901602 | Specula vaginal Cusco 110mm x35mm | 2400
1402 | 2027/SPC/N/R/S/00452 | 20901603 | Specula vaginal Cusco 95mm x25mm | 2000
1403 | 2027/SPC/N/R/S/00452 | 20901700 | Vaginal Speculum Sims type (or similar), double ended, duckbill blade, small size 21mm x 24mm, 130mm length | 500
1404 | 2027/SPC/N/R/S/00452 | 20901701 | Vaginal Speculum Sims type (or similar), double ended, duckbill blade, medium size, blades 27mm x 30mm, 130mm length | 400
1405 | 2027/SPC/N/R/S/00452 | 20901702 | Vaginal Speculum Sims type (or similar), double ended, duckbill blade, large size, blades (approx.) 29mm x 30mm, 130mm length | 400
1406 | 2027/SPC/N/R/S/00452 | 20901800 | Stethoscope Nurses | 3600
1407 | 2027/SPC/N/R/S/00452 | 20901801 | Foetal Stethoscope Pinnard type (or similar), 140mm | 1500
1408 | 2027/SPC/N/R/S/00452 | 20902001 | Uterine Sound Simpson type (or similar), 290mm | 1600
1409 | 2027/SPC/N/R/S/00452 | 20902401 | Uterine Curette Recamier type (or similar)4.5mmx300m | 65
1410 | 2027/SPC/N/R/S/00452 | 20902402 | Uterine Curette Recamier type (or similar)7.5mmx300m | 75
1411 | 2027/SPC/N/R/S/00466 | 15402001 | Pressure Splint, Urias,Hand splint,Paediatric | 180
1412 | 2027/SPC/N/R/S/00466 | 15401901 | Pressure Splint, Urias,Arm splint,Paediatric | 190
1413 | 2027/SPC/N/R/S/00466 | 15400503 | Strapping, with sew on hookVelcro type 25mmx25m reelself adhesive | 500
1414 | 2027/SPC/N/R/S/00466 | 15400601 | Self Adhisive Padding Material,3.2mm , 45 cm X 60 cm | 820
1415 | 2027/SPC/N/R/S/00466 | 15401303 | Aluminum Screw Rivets | 2000
1416 | 2027/SPC/N/R/S/00466 | 15400501 | Strapping, with sew on loopVelcro type 25mmx25m reel | 500
1417 | 2027/SPC/N/R/S/00466 | 15400502 | Strapping, with sew on loopVelcro type 50mmx25m reel | 470
1418 | 2027/SPC/N/R/S/00466 | 15401301 | Standard Tropic Pack, size 25cm x 30 cm | 170
1419 | 2027/SPC/N/R/S/00466 | 15401201 | Foam Padding - open cell foam,1.3mm ,30 cm x 30 cm | 650
1420 | 2027/SPC/N/R/S/00466 | 15400504 | Strapping, with sew on hookVelcro type 50mmx25m reelself adhesive | 250
1421 | 2027/SPC/N/R/S/00468 | 21501100 | 3-Mirror Diagnostic Lens18mm OD | 40
1422 | 2027/SPC/N/R/S/00468 | 21501101 | Three Mirror Diagnostic Lens,18mm OD | 25
1423 | 2027/SPC/N/R/S/00468 | 21501200 | 4-Mirror Gonioscopy Lens,Laser, Goldman | 50
1424 | 2027/SPC/N/R/S/00468 | 21501401 | Freer dissector 4.5mm wide tip s/s (for ophthalmic purpose) | 25
1425 | 2027/SPC/N/R/S/00468 | 21501502 | Lachrymal Cannula, Lang type,cvd. 25G | 180
1426 | 2027/SPC/N/R/S/00468 | 21501301 | Iris Repositor, titanium | 100
1427 | 2027/SPC/N/R/S/00468 | 21501501 | Lachrymal Cannula, Lang type,cvd. 23G | 160
1428 | 2027/SPC/N/R/S/00469 | 21501801 | Bimannual Irrigation &Aspiration Cannula 23 G | 320
1429 | 2027/SPC/N/R/S/00469 | 21501802 | Coaxial Irrigation &Aspiration Cannula 23 G | 200
1430 | 2027/SPC/N/R/S/00469 | 21501900 | Clamp Chalazion, 20mmcurette, 1mm cup | 90
1431 | 2027/SPC/N/R/S/00469 | 21501901 | Clamp Chalazion, 26mmcurette, 2mm cup | 100
1432 | 2027/SPC/N/R/S/00469 | 21502000 | Lacrymal Dilat., Wilder setof 3 (1,2,3) | 90
1433 | 2027/SPC/N/R/S/00469 | 21502400 | Cilia Forcep Barraquer type8.5cm | 40
1434 | 2027/SPC/N/R/S/00469 | 21502100 | Lachrymal Dilator Infantdelicate 23mm | 50
1435 | 2027/SPC/N/R/S/00469 | 21502401 | Cilia Forceps, Barraquer type8.5cm,Ti | 60
1436 | 2027/SPC/N/R/S/00469 | 21502500 | Micro Colibri Forcecp 0.3mm ,1x2 teeth | 380
1437 | 2027/SPC/N/R/S/00469 | 21502501 | Micro Colibri Forcecp 0.3mm ,1 x 2 teeth, Ti | 375
1438 | 2027/SPC/N/R/S/00470 | 21502600 | Capsulorexis forcep, rb,standard shank, 11 mm | 400
1439 | 2027/SPC/N/R/S/00470 | 21502700 | Corneal Suture Forceps,Castroviejo 6mm | 300
1440 | 2027/SPC/N/R/S/00470 | 21502701 | Corneal Suture Forceps,Castroviejo type, 6mm, Ti | 300
1441 | 2027/SPC/N/R/S/00470 | 21502801 | Locking forceps Castroviejo type | 40
1442 | 2027/SPC/N/R/S/00470 | 21502900 | Corneal Suture Forcep StMartin type s/s | 300
1443 | 2027/SPC/N/R/S/00470 | 21502901 | Corneal Suture Forcep St.Martin, 0.15 mm tip, Ti | 250
1444 | 2027/SPC/N/R/S/00470 | 21502902 | Corneal Suture Forceps, St.Martin, 0.4mm tip, Ti | 200
1445 | 2027/SPC/N/R/S/00470 | 21503000 | Corneoscleral Forcep Barraq.Coli. 0.4mm | 160
1446 | 2027/SPC/N/R/S/00470 | 21503100 | Corneal Suture Forcep Barraq.Col 0.12mm | 150
1447 | 2027/SPC/N/R/S/00470 | 21503101 | Corneal Suture Forcep,Barr.Colbri, str. Ti | 150
1448 | 2027/SPC/N/R/S/00470 | 21503102 | Corneal Suture Forcep,Barr.Colibri, curved, Ti | 150
1449 | 2027/SPC/N/R/S/00470 | 21503200 | Colibri Forcep Pierse Hoskin,0.1mm tip,s/s | 200
1450 | 2027/SPC/N/R/S/00471 | 21503201 | Colibri Forcep Pierse Hoskin, 0.1mm tip, Ti. | 150
1451 | 2027/SPC/N/R/S/00471 | 21503300 | Corneal Punch s.base & PTFEp.block | 40
1452 | 2027/SPC/N/R/S/00471 | 21503400 | Entropian Forcep SnellenRight solid | 35
1453 | 2027/SPC/N/R/S/00471 | 21503401 | Entropian Forcep Snellen Leftsolid | 35
1454 | 2027/SPC/N/R/S/00471 | 21503500 | Intra Occular Foreign BodyForcep 0.8mm | 45
1455 | 2027/SPC/N/R/S/00471 | 21503501 | Intra Ocu. Foreign Body Forcep20G, w/basket type jaw | 40
1456 | 2027/SPC/N/R/S/00471 | 21503802 | Iris Forceps, curved, 70mm,Ti | 50
1457 | 2027/SPC/N/R/S/00471 | 21503803 | Iris Forceps, straight, 70mm, Ti | 55
1458 | 2027/SPC/N/R/S/00471 | 21503804 | Iris Forceps, straight, w/rattooth, 70 mm, Ti | 40
1459 | 2027/SPC/N/R/S/00471 | 21503805 | Strumpel ethmoid forcep, str. 4 1/8"(105mm),paed. | 5
1460 | 2027/SPC/N/R/S/00471 | 21503900 | Suture Tying Forcep KelmenMc. str. 4mm | 425
1461 | 2027/SPC/N/R/S/00472 | 21503901 | Suture Tying Forcep KelmenMc. ang. 10mm | 25
1462 | 2027/SPC/N/R/S/00472 | 21504001 | Suture Tying Forcep Mcphersonangled 8mm | 170
1463 | 2027/SPC/N/R/S/00472 | 21504002 | Suture Tying Forceps, Mcpher.angle shaft, 8mm,Ti | 160
1464 | 2027/SPC/N/R/S/00472 | 21504003 | Suture Tying Forceps, Mcpher.str. smooth jaws,5mm, Ti | 190
1465 | 2027/SPC/N/R/S/00472 | 21504503 | Trabeculectomy Punch, Kelley | 70
1466 | 2027/SPC/N/R/S/00472 | 21504600 | Suture Forceps,Moorfield type | 200
1467 | 2027/SPC/N/R/S/00472 | 21504800 | Lens Manupilating Hook,Sinsky, 0.15mm | 350
1468 | 2027/SPC/N/R/S/00472 | 21504900 | Strabismus Hook, small,Jameson | 80
1469 | 2027/SPC/N/R/S/00472 | 21504901 | Strabismus Hook, large,Jameson | 60
1470 | 2027/SPC/N/R/S/00472 | 21504902 | Strabismus Hook, largegraefe type | 50
1471 | 2027/SPC/N/R/S/00472 | 21504903 | Strabismus Hook, small,graefe type | 40
1472 | 2027/SPC/N/R/S/00472 | 21505300 | Phaco Chopper 1mm/12.5cm,Sharp tip | 400
1473 | 2027/SPC/N/R/S/00472 | 21505301 | Phaco Chopper 1mm/12.5mmblunt tip | 300
1474 | 2027/SPC/N/R/S/00472 | 21505302 | Phaco Chopper, 1.2mm longchopping edge | 300
1475 | 2027/SPC/N/R/S/00473 | 21505304 | Phaco Speculam, screw type,adult | 1000
1476 | 2027/SPC/N/R/S/00473 | 21505305 | Lens Dialer. | 400
1477 | 2027/SPC/N/R/S/00473 | 21505602 | Lachrymal Probe d/e Bowmanset of 6 size | 90
1478 | 2027/SPC/N/R/S/00473 | 21506000 | Ophthalmic Caliper, 20mm,straight | 140
1479 | 2027/SPC/N/R/S/00473 | 21506100 | Ophthalmic Caliper,Castroviejo 17mm | 140
1480 | 2027/SPC/N/R/S/00473 | 21506200 | Wire Speculum Child,Barraquer type | 350
1481 | 2027/SPC/N/R/S/00473 | 21506300 | Eye Speculum, Clark type,open blades | 40
1482 | 2027/SPC/N/R/S/00473 | 21506400 | Wire Speculum Kratz Barraqueropen blade | 240
1483 | 2027/SPC/N/R/S/00473 | 21506401 | Wire Speculum Kratz Barraqu.solid blade | 110
1484 | 2027/SPC/N/R/S/00473 | 21506500 | Eye Speculum, Lancaster solidblade | 40
1485 | 2027/SPC/N/R/S/00473 | 21506601 | Iris Spatula, Barraquer ,angle tip,curved, 11mm | 55
1486 | 2027/SPC/N/R/S/00473 | 21507000 | Cystotome & Curette,Moorefield type | 80
1487 | 2027/SPC/N/R/S/00473 | 21507100 | Scleral Fixation Ring,Flieringa type | 100
1488 | 2027/SPC/N/R/S/00473 | 21505303 | Phaco Chopper, 1.7mm longchopping edge | 250
1489 | 2027/SPC/N/R/S/00474 | 21507500 | Lens Expressor Hook, Arrugatype | 75
1490 | 2027/SPC/N/R/S/00474 | 21507600 | Irrigating Vectus, size 27G | 110
1491 | 2027/SPC/N/R/S/00474 | 21508201 | Anterior Chamber Maintainer | 160
1492 | 2027/SPC/N/R/S/00474 | 21508301 | Toric Axis Marker | 35
1493 | 2027/SPC/N/R/S/00474 | 21508401 | Ocular Shield with suction cup | 16
1494 | 2027/SPC/N/R/S/00474 | 21508701 | Arruga Capsule Forceps 111mm length, 2.0mm tip | 10
1495 | 2027/SPC/N/R/S/00474 | 21509301 | Intra ocular lens tucking forceps, straight | 100
1496 | 2027/SPC/N/R/S/00474 | 21509302 | Intra ocular lens tucking forceps, curved | 110
1497 | 2027/SPC/N/R/S/00474 | 21509401 | Intraocular lens cutters/ scissors | 70
1498 | 2027/SPC/N/R/S/00474 | 21507400 | Lens Expressor Loop, 13.5cmlength | 90
1499 | 2027/SPC/N/R/S/00477 | 13011001 | Ophthalmic Surgical Drape (10cm-12cm) x (12cm-15cm), Sterile. | 81000
1500 | 2027/SPC/N/R/S/00477 | 13011003 | Ophthalmic Surgical Drape with pouch size (40cm-50cm) x 60cm, Sterile. | 130000
1501 | 2027/SPC/N/R/S/00477 | 13011002 | Ophthalmic Surgical Drape with pouch size 50cm x 40cm, sterile. | 190000
1502 | 2027/SPC/N/R/S/00476 | 23000001 | Electric Heating Pan for Heat.of thermo.splint. mat. | 25
1503 | 2027/SPC/N/R/S/00476 | 23000004 | Electric heating pan for heating of thermoplastic splint,portable-5L | 20
1504 | 2027/SPC/N/R/S/00476 | 23000005 | Hot Air Gun set | 27
1505 | 2027/SPC/N/R/S/00476 | 23000201 | Splinting Tool and AccessoryBox | 35
1506 | 2027/SPC/N/R/S/00476 | 23000301 | Revolving Hole Punch | 35
1507 | 2027/SPC/N/R/S/00476 | 23000401 | Nylon Spatula | 50
1508 | 2027/SPC/N/R/S/00476 | 23000402 | Shear for trimming splints,200 mm | 35
1509 | 2027/SPC/N/R/S/00476 | 23000403 | Utility Knife,w/ 5 replacementblades | 40
1510 | 2027/SPC/N/R/S/00476 | 23000501 | Heavy Duty Wire Cutter, plasti | 40
1511 | 2027/SPC/N/R/S/00476 | 23000601 | Neoprene Sealing Iron | 35
1512 | 2027/SPC/N/R/S/00476 | 23000701 | Edge Finisher, for smoothingthermoplastic splint edges | 35
1513 | 2027/SPC/N/R/S/00476 | 23000702 | Snip for all purpose | 30
1514 | 2027/SPC/N/R/S/00476 | 23000801 | Wire Bender f/bending copperwires, 90 degree | 30
1515 | 2027/SPC/N/R/S/00476 | 23000901 | Stress Ball ,For hand musclestrengthening | 120
1516 | 2027/SPC/N/R/S/00476 | 23002001 | Scissors, for cutting unheatedthermoplastic splinting materiflexible handles, 40mm | 70
1517 | 2027/SPC/N/R/S/00476 | 23002101 | Scissors, for cutting heatedthermoplastic splinting materiFiscar type ,200mm | 60
1518 | 2027/SPC/N/R/S/00476 | 23002201 | Scissors Plaster,200mm,righthanded | 50
1519 | 2027/SPC/N/R/S/00476 | 23000002 | Electric heating gun | 35
1520 | 2027/SPC/N/R/S/00478 | 21700101 | Plester foot plate hook, 0.6mm,16cm | 15
1521 | 2027/SPC/N/R/S/00478 | 21700201 | Antrum punch Kerrison,4x4mm,140mm. | 5
1522 | 2027/SPC/N/R/S/00478 | 21700205 | V. EICKEN Antrum Cannula, cvd,4mm,12.5cm | 8
1523 | 2027/SPC/N/R/S/00478 | 21700206 | V. EICKEN Antrum Cannula,cvd,malleable, serr.grip,4mm | 10
1524 | 2027/SPC/N/R/S/00478 | 21700207 | V. EICKEN Antrum Cannula, cvd,4mm, 15cm | 8
1525 | 2027/SPC/N/R/S/00478 | 21700208 | Antrum Curette, 20' angled, 22cm | 10
1526 | 2027/SPC/N/R/S/00478 | 21700210 | Nasal Antrum Cannula ShortCurved, Eicken | 10
1527 | 2027/SPC/N/R/S/00478 | 21700212 | AntrumPunch,90degr.angled,140mm | 8
1528 | 2027/SPC/N/R/S/00478 | 21700213 | Kerrison Bone Punch, upbit 60' ,forward 2mm,17mm | 8
1529 | 2027/SPC/N/R/S/00478 | 21700214 | Kerrison Bone Punch, upbit 60' ,forward 3mm,17mm | 7
1530 | 2027/SPC/N/R/S/00478 | 21700215 | Kerrison Bone Punch, upbit 60' ,forward 4mm,17mm | 10
1531 | 2027/SPC/N/R/S/00478 | 21700216 | Kerrison Bone Punch,downbit60', forward 1mm,17mm | 12
1532 | 2027/SPC/N/R/S/00478 | 21700217 | Kerrison Bone Punch,downbit60', forward 2mm, 17mm | 12
1533 | 2027/SPC/N/R/S/00478 | 21700218 | Kerrison Bone Punch,downbit60', forward 3mm, 17mm | 12
1534 | 2027/SPC/N/R/S/00478 | 21700219 | Kerrison Bone Punch,downbit60', forward 4mm, 17mm | 3
1535 | 2027/SPC/N/R/S/00478 | 21700220 | Antrum GraspingForceps,Heuwieser | 12
1536 | 2027/SPC/N/R/S/00478 | 21700305 | Universal Ventila.BronchoscopePaediatric,2.5, 180mm | 12
1537 | 2027/SPC/N/R/S/00478 | 21700306 | Uni. Ventila.BronchoschoscopePaediatric, 5.5, 30cm | 10
1538 | 2027/SPC/N/R/S/00478 | 21700312 | Univer.Vent.Bronchoscope,paed.4.5 | 5
1539 | 2027/SPC/N/R/S/00478 | 21700313 | Univer.Vent.Bronchoscope,adult,6.5 | 9
1540 | 2027/SPC/N/R/S/00478 | 21700314 | Univers.Vent.Bronchoscope,paed.3.5 | 10
1541 | 2027/SPC/N/R/S/00478 | 21700315 | Universal Ventil.Bronchoscope,adult | 8
1542 | 2027/SPC/N/R/S/00478 | 21701101 | Dissector tonsil G. Even 210mm | 15
1543 | 2027/SPC/N/R/S/00478 | 21701201 | Elevator Hills cvd toside/rug 22cm | 10
1544 | 2027/SPC/N/R/S/00478 | 21701202 | Elevator Periosteal freer d/e | 40
1545 | 2027/SPC/N/R/S/00478 | 21701203 | BEALES Elevator, curved,width 1.5mm,16cm | 15
1546 | 2027/SPC/N/R/S/00478 | 21701205 | Elevator Killian septumstr.D/E sh/bl | 8
1547 | 2027/SPC/N/R/S/00478 | 21701206 | Elevator Cottle periosteal,190mm | 10
1548 | 2027/SPC/N/R/S/00478 | 21701210 | Ear Annulus Elevator160mm | 25
1549 | 2027/SPC/N/R/S/00478 | 21701212 | Elevator,Rosen,15deg.ang.tip,160mm | 15
1550 | 2027/SPC/N/R/S/00478 | 21701213 | Elevator,Lempert,cvd,180mm | 5
1551 | 2027/SPC/N/R/S/00478 | 21701216 | Joseph Elevator slightly cvd 16-17cm. | 8
1552 | 2027/SPC/N/R/S/00478 | 21701220 | SeptumElevator,Cottle,d/end,215mm | 8
1553 | 2027/SPC/N/R/S/00478 | 21701303 | Ossicle holding forceps,12cm Derlacki clamp like. | 12
1554 | 2027/SPC/N/R/S/00478 | 21701304 | Ear Forceps, 45' cvd upward,extra delicate, 0.6mm,10cm | 16
1555 | 2027/SPC/N/R/S/00478 | 21701501 | Masing Needle holder, TCinserts, 13cm. | 15
1556 | 2027/SPC/N/R/S/00478 | 21702100 | Vein graft forceps Kings jaws20mm | 10
1557 | 2027/SPC/N/R/S/00478 | 21702208 | Kilner Sciss, str.sh/sh 11.5cm | 9
1558 | 2027/SPC/N/R/S/00478 | 21702801 | Laryngoscope Negus w/ F.L.C.adult | 45
1559 | 2027/SPC/N/R/S/00478 | 21702802 | Laryngoscope Negus w/ F.L.C.child | 45
1560 | 2027/SPC/N/R/S/00478 | 21702804 | Laryngoscope Rudert A/C w/F.L.C. | 5
1561 | 2027/SPC/N/R/S/00478 | 21702903 | LED Head Light, portable | 110
1562 | 2027/SPC/N/R/S/00478 | 21702904 | Prismatic Light Deflectorf. use w/ R/J Oesophagoscopes | 15
1563 | 2027/SPC/N/R/S/00478 | 21702905 | Fibre Optic Light Carrier,20cmf. use w/ hypopharyngoscopes | 20
1564 | 2027/SPC/N/R/S/00478 | 21702906 | Fibre Optic Light Carrier,30cmf. use w/ hypopharyngoscopes | 15
1565 | 2027/SPC/N/R/S/00478 | 21702907 | Fibre Optic Light Carrier40cmf. use w/ hypopharyngoscopes | 20
1566 | 2027/SPC/N/R/S/00478 | 21702908 | Fibre Optic Light Carrier 50cmf. use w/ hypopharyngoscopes | 15
1567 | 2027/SPC/N/R/S/00478 | 21703110 | Laryngeal mirror w/handle,24mm | 300
1568 | 2027/SPC/N/R/S/00478 | 21703113 | Laryngeal mirror w/handle,16mm | 50
1569 | 2027/SPC/N/R/S/00478 | 21703400 | Mallet w.plain & convex faces250g | 10
1570 | 2027/SPC/N/R/S/00478 | 21703501 | Oesophaguscope Negus w/F.L.C. chl. | 10
1571 | 2027/SPC/N/R/S/00478 | 21703502 | Oesophaguscope Negus w/F.L.C. inf. | 8
1572 | 2027/SPC/N/R/S/00478 | 21703503 | Oesophaguscope Negus w/FLCadol/sh | 6
1573 | 2027/SPC/N/R/S/00478 | 21703508 | Oesophagoscope,Oval,30cm,12x16 R/J | 8
1574 | 2027/SPC/N/R/S/00478 | 21703509 | Oesophagoscope, Negus,adult450mm | 6
1575 | 2027/SPC/N/R/S/00478 | 21703510 | Oesophagoscope, Oval, R/J12 x 16mm, length 40cm | 10
1576 | 2027/SPC/N/R/S/00478 | 21703511 | Oesophagoscope, Oval, R/J12 x 16mm, length 50cm | 5
1577 | 2027/SPC/N/R/S/00478 | 21703512 | Oesophagoscope, Oval,R/J10 x 14mm, length 40cm | 6
1578 | 2027/SPC/N/R/S/00478 | 21703513 | Oesophagoscope, Oval, R/L10 x 14mm, length 30cm | 6
1579 | 2027/SPC/N/R/S/00478 | 21703514 | Handle for R/J Oesophagoscope | 7
1580 | 2027/SPC/N/R/S/00478 | 21703515 | Oesophagoscope Fibre Optic,Paediatric, Oval, size 6 x 8mm | 8
1581 | 2027/SPC/N/R/S/00478 | 21703516 | Oesophagoscope Fibre Optic,Paediatric, Oval, Robert - Jessize 6.5 x 10mm, length 35cm. | 10
1582 | 2027/SPC/N/R/S/00478 | 21703517 | Oesophagoscope Fibre Optic,Paediatric, Oval, Robert - Jessize 7 x 10mm, length 40cm. | 8
1583 | 2027/SPC/N/R/S/00478 | 21703518 | Fibre Optic Light Carrier,for use with Robert - Jesberg | 10
1584 | 2027/SPC/N/R/S/00478 | 21703519 | Oesophagoscope, Oval,R/J10 x 14mm, length 50cm | 6
1585 | 2027/SPC/N/R/S/00478 | 21703520 | Oesophagoscope, Oval,R/J8 x 12mm, length 50cm | 6
1586 | 2027/SPC/N/R/S/00478 | 21703521 | Oesophagoscope, Oval,R/J8 x 12mm, length 40cm | 7
1587 | 2027/SPC/N/R/S/00478 | 21703522 | Oesophagoscope, Oval,R/J8 x 12mm, length 30cm | 10
1588 | 2027/SPC/N/R/S/00478 | 21703601 | Paed.Oesophagoscope size 3 length 18.5cm | 13
1589 | 2027/SPC/N/R/S/00478 | 21703602 | Paed.Oesophagoscope size 3.5 length 18.5cm | 12
1590 | 2027/SPC/N/R/S/00478 | 21703603 | Paed.Oesophagoscope size 4 length 30cm. | 12
1591 | 2027/SPC/N/R/S/00478 | 21703604 | Paed.Oesophagoscope size 5 length 30cm. | 12
1592 | 2027/SPC/N/R/S/00478 | 21703605 | Paed.Oesophagoscope size 6 length 30cm. | 15
1593 | 2027/SPC/N/R/S/00478 | 21703701 | Ethmoid punch forceps 6.5mmdia. | 8
1594 | 2027/SPC/N/R/S/00478 | 21703702 | Ethmoid punch forceps 8mm dia. | 5
1595 | 2027/SPC/N/R/S/00478 | 21703900 | Scoop ear for hard wax | 45
1596 | 2027/SPC/N/R/S/00478 | 21704003 | End aural specu.Lemp.bivalve13.5cm | 15
1597 | 2027/SPC/N/R/S/00478 | 21704006 | Leyla ear speculam holder. | 3
1598 | 2027/SPC/N/R/S/00478 | 21704009 | Cottle.sep.nasal.spe.130mm,size 1 | 7
1599 | 2027/SPC/N/R/S/00478 | 21704016 | Septum Speculum, Cottle type 76mm x 7mm | 10
1600 | 2027/SPC/N/R/S/00478 | 21704101 | Speculum nasal Killain 75mmblade | 15
1601 | 2027/SPC/N/R/S/00478 | 21704102 | Speculum nasal Thudicum size 1 | 20
1602 | 2027/SPC/N/R/S/00478 | 21704103 | Speculum nasal Thudicum size 2 | 50
1603 | 2027/SPC/N/R/S/00478 | 21704104 | Speculum nasal Thudicum size 3 | 60
1604 | 2027/SPC/N/R/S/00478 | 21704105 | Speculum nasal Thudicum size 4 | 35
1605 | 2027/SPC/N/R/S/00478 | 21704107 | Spec.nasal Killian 65mmbld.2.75mm | 6
1606 | 2027/SPC/N/R/S/00478 | 21704108 | Spec.nasal Killian 89mm blad2.5mm | 4
1607 | 2027/SPC/N/R/S/00478 | 21704113 | Speculum nasal Killain 50mmblade | 15
1608 | 2027/SPC/N/R/S/00478 | 21704116 | Nasal Speculae st,insulated,Shah type, 75mm | 8
1609 | 2027/SPC/N/R/S/00478 | 21704120 | Nasal Speculum,Cottle,55mmblade | 5
1610 | 2027/SPC/N/R/S/00478 | 21704210 | Depressors tongue flat D/E | 600
1611 | 2027/SPC/N/R/S/00478 | 21704402 | Suction tube rigid thumb con. | 90
1612 | 2027/SPC/N/R/S/00478 | 21704403 | Insertable Suction Tubef. use w/ Oesophagoscopes | 20
1613 | 2027/SPC/N/R/S/00478 | 21704404 | Suction Tube,conical,1mm dia, cvd 6mm,8cm | 25
1614 | 2027/SPC/N/R/S/00478 | 21704405 | Suction Tube,conical,1.2mm dia,cvd 6mm,8cm | 50
1615 | 2027/SPC/N/R/S/00478 | 21704477 | Ear Suction tube Zoelner angldconical, with finger control | 200
1616 | 2027/SPC/N/R/S/00478 | 21704484 | Insertable suction tubef.oes.30cm | 30
1617 | 2027/SPC/N/R/S/00478 | 21704485 | Insertable suction tubef.oes.20cm | 30
1618 | 2027/SPC/N/R/S/00478 | 21704502 | BELLUCCI Scissors, delicate,cvd to R, W/L 8cm | 18
1619 | 2027/SPC/N/R/S/00478 | 21704503 | BELLUCCI Scissors, delicate,cvd to L, W/L 8cm | 15
1620 | 2027/SPC/N/R/S/00478 | 21704504 | FISCH-BELLUCCI Scissors, extra fine blade 7mm, W/L18cm | 8
1621 | 2027/SPC/N/R/S/00478 | 21704505 | WULLSTEIN Scissors delica.9cm | 12
1622 | 2027/SPC/N/R/S/00478 | 21704605 | Tuning Fork, C1 - 256,Hartmann | 25
1623 | 2027/SPC/N/R/S/00478 | 21704703 | Suction Tips Set, detachable | 80
1624 | 2027/SPC/N/R/S/00478 | 21704801 | Syringes aural metal comp. set50cc(min) | 12
1625 | 2027/SPC/N/R/S/00478 | 21705000 | Antral Trocar &cannulaTilley Lichwitz, 5FG | 12
1626 | 2027/SPC/N/R/S/00478 | 21705001 | Antral trocar & cannulaTilley Lichwitz, 6FG | 25
1627 | 2027/SPC/N/R/S/00479 | 21703504 | Oesophaguscope Negus w/F.L.C. adl. | 10
1628 | 2027/SPC/N/R/S/00479 | 21705301 | Ear tampon forceps Tilleyextra fine | 45
1629 | 2027/SPC/N/R/S/00479 | 21705401 | Alligator micro fcp C/up45'0.8x3.5 | 80
1630 | 2027/SPC/N/R/S/00479 | 21705402 | Ear Alligator micro fcp down45'0.8x3.5 | 80
1631 | 2027/SPC/N/R/S/00479 | 21705403 | Alligator micro fcps str0.8x3.5/4mm | 100
1632 | 2027/SPC/N/R/S/00479 | 21705404 | Alligator micro fcps str1x5mm,8cm | 100
1633 | 2027/SPC/N/R/S/00479 | 21705410 | Alligator forceps cvd to left1x5mm | 60
1634 | 2027/SPC/N/R/S/00479 | 21705411 | Alligator fcps cvd to right1x5mm | 50
1635 | 2027/SPC/N/R/S/00479 | 21705412 | Alligator forceps w/orat,serr.str.230mm | 40
1636 | 2027/SPC/N/R/S/00479 | 21705413 | Micro Laryng.Alligator fcp w/orat,serr.c/left.230mm | 25
1637 | 2027/SPC/N/R/S/00479 | 21705414 | Micro Laryng.Alligator fcp w/orat,serr.c/right.230mm | 25
1638 | 2027/SPC/N/R/S/00479 | 21705503 | Hartmann aural forcep 2mm cupstr. | 20
1639 | 2027/SPC/N/R/S/00479 | 21705600 | Quire ear forceps | 25
1640 | 2027/SPC/N/R/S/00479 | 21705704 | Nasal Mcdonld dissect.19cm D/E | 10
1641 | 2027/SPC/N/R/S/00479 | 21705705 | Ear Dissector Set, Fisch type | 10
1642 | 2027/SPC/N/R/S/00479 | 21705801 | Laryngeal clip applicator cvdto L,22cm, f/use w/clips LT200 | 9
1643 | 2027/SPC/N/R/S/00479 | 21705802 | Laryngeal clip applicator cvdto R,22cm, f/use w/clips LT200 | 8
1644 | 2027/SPC/N/R/S/00479 | 21705900 | Wullstein micro cup fcp oval1.7mm | 20
1645 | 2027/SPC/N/R/S/00479 | 21705901 | Micro cup shaped fcps str0.9x1mm | 30
1646 | 2027/SPC/N/R/S/00479 | 21705902 | Micro cup shaped fcp strround 1mm | 10
1647 | 2027/SPC/N/R/S/00479 | 21705910 | Micro Laryngo. Alligat.Forcepf.Laryng.230mm | 15
1648 | 2027/SPC/N/R/S/00479 | 21705911 | Micro Lary.Gras.Forcep,c/up-R,230mm | 14
1649 | 2027/SPC/N/R/S/00479 | 21705912 | Micro Lary.Gras.Forcep,c/up-L, 230mm | 15
1650 | 2027/SPC/N/R/S/00479 | 21706003 | Insulated Bipolar.Fcp.160mmtip | 25
1651 | 2027/SPC/N/R/S/00479 | 21706101 | Stapedotomy McGeewire closure forcep, 0.8x3.5mm | 14
1652 | 2027/SPC/N/R/S/00479 | 21706301 | Micro Laryngeal forcepKleinsasser cup straight 2mm | 20
1653 | 2027/SPC/N/R/S/00479 | 21706302 | Micro Laryngeal forcepKleinsasser,cup cvd left 2mm | 15
1654 | 2027/SPC/N/R/S/00479 | 21706303 | Micro Laryngeal forcepKleinsasser,cup cvd right 2mm | 18
1655 | 2027/SPC/N/R/S/00479 | 21706304 | Laryngeal forcepKleinsasser cup straight 4mm | 15
1656 | 2027/SPC/N/R/S/00479 | 21706400 | Optical forceps set | 15
1657 | 2027/SPC/N/R/S/00479 | 21706502 | Laryngeal Forceps,cup,curvedKleinsasser upwd.4mm dia.230mm | 5
1658 | 2027/SPC/N/R/S/00479 | 21706504 | Microlaryngeal sickle shapedknife | 15
1659 | 2027/SPC/N/R/S/00479 | 21707205 | Tilly Henckel forceps Ang.up4.8mm | 15
1660 | 2027/SPC/N/R/S/00479 | 21707311 | Laryngeal Telescope,0 dig.ad.5.5mm dia. 50cm length,Hopkins | 15
1661 | 2027/SPC/N/R/S/00479 | 21707312 | Laryngeal Telescope,30 dig.ad.5.5mm dia.50cm length,Hopkins | 10
1662 | 2027/SPC/N/R/S/00479 | 21707313 | Laryngeal Telescope,0 dig.pae.2.9mm dia. 36cm length,Hopkins | 12
1663 | 2027/SPC/N/R/S/00479 | 21707314 | Laryngeal Telescope,30 dig.pae2.9mm dia. 36cm length,Hopkins | 10
1664 | 2027/SPC/N/R/S/00479 | 21707315 | Laryngeal Telescope,0 dig.pae.2.7mm dia. 18cm length,Hopkins | 8
1665 | 2027/SPC/N/R/S/00479 | 21707316 | Telescope Bridge | 12
1666 | 2027/SPC/N/R/S/00479 | 21707319 | Nasal Telescope,30 deg,paedia. 2.7mm dia,18cm length | 16
1667 | 2027/SPC/N/R/S/00479 | 21707320 | Nasal Telescope,45 deg,paedia. 2.7mm dia,18cm length | 12
1668 | 2027/SPC/N/R/S/00479 | 21707321 | Nasal Telescope,70 deg,paedia. 2.7mm dia,18cm length | 5
1669 | 2027/SPC/N/R/S/00479 | 21707412 | Rubin Osteotome,flat str.10mm width, d.edged,16.5cm | 3
1670 | 2027/SPC/N/R/S/00479 | 21707413 | Rubin Osteotome, flat str.14mmwidth, d.edged,16.5cm | 2
1671 | 2027/SPC/N/R/S/00479 | 21707414 | Walter Osteotome,flat,d.edged 2mm width, 19cm. | 4
1672 | 2027/SPC/N/R/S/00479 | 21707415 | Behrbohm-Walter osteotome width 3mm, 19cm | 4
1673 | 2027/SPC/N/R/S/00479 | 21707501 | Hypopharyngoscope,Oval, R/J10 x 14mm, length 20cm | 12
1674 | 2027/SPC/N/R/S/00479 | 21707503 | Hypopharyngoscope, Oval,R/J8 x 12mm, length 20cm | 10
1675 | 2027/SPC/N/R/S/00479 | 21707504 | Hypopharyngoscope,Oval, R/J12 x 16mm, length 20cm | 8
1676 | 2027/SPC/N/R/S/00480 | 21708601 | Insulated Cannula f/suction,ang,120mm | 12
1677 | 2027/SPC/N/R/S/00480 | 21708602 | Laryn.diathrmy suction cannula3mm dia. length 25 cm | 20
1678 | 2027/SPC/N/R/S/00480 | 21709000 | Nasal Sickle Knife Nasal,sharptip,190mm | 20
1679 | 2027/SPC/N/R/S/00480 | 21709005 | Plester Ear sickle knife | 25
1680 | 2027/SPC/N/R/S/00480 | 21709007 | Rosen knife and ele,spearpoin.bla. | 30
1681 | 2027/SPC/N/R/S/00480 | 21709012 | Ear Flap knife rnd.cutt.2.4x3.0mm,16cm | 20
1682 | 2027/SPC/N/R/S/00480 | 21709014 | Knives myringatome politzer | 35
1683 | 2027/SPC/N/R/S/00480 | 21709022 | Laryngeal Mic.seperatorstraight | 12
1684 | 2027/SPC/N/R/S/00480 | 21709023 | Micro Laryngeal seperator,ang/tip | 10
1685 | 2027/SPC/N/R/S/00480 | 21709033 | Ear Sickle Knife,Plester,d/ed,cvd,160mm | 18
1686 | 2027/SPC/N/R/S/00480 | 21709040 | Ear Knife,Plester,round,vertical,160mm | 16
1687 | 2027/SPC/N/R/S/00480 | 21709101 | Teeth protector, plastic | 70
1688 | 2027/SPC/N/R/S/00480 | 21709602 | Microlaryngeal scissor, Kliensasser or similar tubu.shaft, cvd to L blades,200mm | 22
1689 | 2027/SPC/N/R/S/00480 | 21710407 | Ear Curette,d.end,House,Large,sp2x3.2mm | 16
1690 | 2027/SPC/N/R/S/00480 | 21710601 | Curette adenoid Beckman type or similar 8mm | 16
1691 | 2027/SPC/N/R/S/00480 | 21710602 | Adenoid curette Beckmann 10mmdia. | 20
1692 | 2027/SPC/N/R/S/00480 | 21710603 | Adenoid curette Beckmann 14mmdia. | 5
1693 | 2027/SPC/N/R/S/00480 | 21710604 | Adenoid curette Beckmann 16mmdia. | 18
1694 | 2027/SPC/N/R/S/00480 | 21710605 | Adenoid curette Beckmann 18mmdia. | 13
1695 | 2027/SPC/N/R/S/00480 | 21713701 | Operating laryngoscopeKleinsasser w/flc- Paed. | 6
1696 | 2027/SPC/N/R/S/00480 | 21709603 | Microlaryngeal scissor tubu.shaft, str blades, 200mm | 25
1697 | 2027/SPC/N/R/S/00480 | 21713703 | Operating laryngosco f.neon.& infant Kleinsasser w/flc | 12
1698 | 2027/SPC/N/R/S/00480 | 21713704 | Operating Laryngoscope LindholPaed. | 10
1699 | 2027/SPC/N/R/S/00480 | 21709604 | Micro Laryngeal Scissors,tubu.shaft blades cvd up 200mm | 26
1700 | 2027/SPC/N/R/S/00480 | 21709700 | Pusher Negus(Knot-tier)20cmm/ h | 10
1701 | 2027/SPC/N/R/S/00480 | 21713707 | Operating Laryngoscope Lindhol f/adult | 12
1702 | 2027/SPC/N/R/S/00480 | 21713708 | Weerda dis. video laryngoscope 17cm | 10
1703 | 2027/SPC/N/R/S/00480 | 21710001 | Cottle chisel-osteotomew/mar.4mm | 4
1704 | 2027/SPC/N/R/S/00480 | 21710002 | Cotle nasal chisel-osteotomew/mar.7mm | 7
1705 | 2027/SPC/N/R/S/00480 | 21713709 | Oparating video larynoscope -Kantor-Berci, f/adult 18cm. | 20
1706 | 2027/SPC/N/R/S/00480 | 21710003 | Cottle nasal chisel-osteotomew/mar.9mm | 6
1707 | 2027/SPC/N/R/S/00480 | 21715001 | Scissors Turbinectomy, Hayman (Nasal),190mm | 22
1708 | 2027/SPC/N/R/S/00480 | 21710007 | Cottle fish tail nasal chisle180mm | 4
1709 | 2027/SPC/N/R/S/00480 | 21715101 | Scissors Nasal,Fomon 145mm,cvd,blunt end. | 12
1710 | 2027/SPC/N/R/S/00480 | 21710008 | Nasal Chisel-Osteotome,18cm2mm blade,Cottle type | 5
1711 | 2027/SPC/N/R/S/00480 | 21717001 | Scissors Tonsil Woods 190mm | 18
1712 | 2027/SPC/N/R/S/00480 | 21710201 | Ear Curette & HookGardiner Brown type | 25
1713 | 2027/SPC/N/R/S/00480 | 21717002 | Scissors Tonsil, Wilson 64mm blades, 200mm length. | 16
1714 | 2027/SPC/N/R/S/00480 | 21717101 | GOOD Scissors Length 19.5cm | 10
1715 | 2027/SPC/N/R/S/00480 | 21710406 | Ear Curette,d/end,House,small,sp1x1.6mm | 20
1716 | 2027/SPC/N/R/S/00480 | 21717102 | BOETTCHER Scissors 18.5cm cvd tip | 4
1717 | 2027/SPC/N/R/S/00480 | 21717103 | BOETTCHER Scissors 18.5cm pointed tip. | 5
1718 | 2027/SPC/N/R/S/00480 | 21720002 | Aural Dressing Forceps.oval,str.7mm jaw | 25
1719 | 2027/SPC/N/R/S/00480 | 21720004 | Aural Forceps,Fisch,0.4x3.5mm | 20
1720 | 2027/SPC/N/R/S/00480 | 21720005 | Ear Dressing Forceps Tilly16.5cm. | 35
1721 | 2027/SPC/N/R/S/00480 | 21720101 | Forceps bro/oeso 1.5mm Xf.fo.bdy. | 12
1722 | 2027/SPC/N/R/S/00480 | 21720102 | Forceps bro/oeso 1.5mm Xalgtr/jw | 12
1723 | 2027/SPC/N/R/S/00480 | 21720103 | Forceps bro/oeso 2.5mmdia.Alle | 12
1724 | 2027/SPC/N/R/S/00480 | 21720104 | Broncho/oeso forcep 2.5mmdia.univ. | 14
1725 | 2027/SPC/N/R/S/00480 | 21720105 | Broncho/oeso forcep 2.5mmdia.peanu | 17
1726 | 2027/SPC/N/R/S/00480 | 21720106 | Bronco/Oesophagoscopic forcep50-55cm,2.5mm spoon sh,d/a | 14
1727 | 2027/SPC/N/R/S/00480 | 21720107 | Bronco/Oesophagoscopic forcep35cm,2.5mm,a/j f/h.f.b.,d/a | 15
1728 | 2027/SPC/N/R/S/00480 | 21720108 | Bronco/Oesophagoscopic forcep35cm,2.5mmA/j f/pea &s.f.b,d/a | 18
1729 | 2027/SPC/N/R/S/00480 | 21720109 | Bronco/Oesophagoscopic forcep35cm,2.5mm spoon sh r/b,d/a | 18
1730 | 2027/SPC/N/R/S/00480 | 21720110 | Bronco/Oesophagoscopic forcep35cm,1.5mm ,d/a,uni,f/bio.&f.b | 12
1731 | 2027/SPC/N/R/S/00480 | 21720111 | Bronco/Oesophagoscopic forcep35cm,1.5mm spoon sh,d/a | 12
1732 | 2027/SPC/N/R/S/00480 | 21720112 | Bronco/Oesophagoscopic forcep25cm,1.5mm f/h.f.b,d/a | 10
1733 | 2027/SPC/N/R/S/00480 | 21720113 | Bronco/Oesophagoscopic forcep25cm,1.5mm Ali.f pea.s.f.b. | 14
1734 | 2027/SPC/N/R/S/00480 | 21720114 | Bronco/Oesophagoscopic forcep25cm,1.5mm spoon sh,d/a | 12
1735 | 2027/SPC/N/R/S/00480 | 21720201 | Bronco/Oesophagoscopic forcpes35cm,2.5mm A/j,single action | 8
1736 | 2027/SPC/N/R/S/00480 | 21720202 | Oesophagoscopic forcpes35cm,2.5mm cir/j | 13
1737 | 2027/SPC/N/R/S/00480 | 21720205 | Oesophagos.forcpes50-55cm,2.5mm P/j | 16
1738 | 2027/SPC/N/R/S/00480 | 21720206 | Bronco/Oesophagoscopic forcep35cm,2.5mm A/j f/h.f sing act. | 10
1739 | 2027/SPC/N/R/S/00480 | 21720207 | Bronco/Oesophagoscopic forcep35cm,2.5mm, f/pea.,s.f.b s/a | 10
1740 | 2027/SPC/N/R/S/00480 | 21720208 | Bronco/Oesophagoscopic forcpe35cm,2.5mm spoon sh, s/a. | 10
1741 | 2027/SPC/N/R/S/00480 | 21720401 | Punch biopsy fcp.length55cm,b/fb | 22
1742 | 2027/SPC/N/R/S/00480 | 21720404 | Bronco/Oesophagoscopic forcpe50-55cm,2.5mm spoon sh, s/act. | 11
1743 | 2027/SPC/N/R/S/00480 | 21720405 | Bronco/Oesophagoscopic forcep50-55cm,2.5mm,tri.b,s/act. | 10
1744 | 2027/SPC/N/R/S/00480 | 21720601 | Ear Jeweler Forceps,angled,110mm | 14
1745 | 2027/SPC/N/R/S/00480 | 21720602 | Ear JewelerForceps,curved,smooth,115mm | 14
1746 | 2027/SPC/N/R/S/00480 | 21720703 | Forceps nasal Luc 18cmlg.7.5mm D jaw | 8
1747 | 2027/SPC/N/R/S/00480 | 21720701 | Forceps nasal polypi Moore90mm jw. | 15
1748 | 2027/SPC/N/R/S/00480 | 21720704 | Forceps nasal Luc 18cm lg7.5mm D jaw | 12
1749 | 2027/SPC/N/R/S/00480 | 21721000 | Forceps tonsil hold. D.Brown200mm | 12
1750 | 2027/SPC/N/R/S/00481 | 21730940 | Suction tubes for BronchoscopeW/L 60cm, dia.2mm | 15
1751 | 2027/SPC/N/R/S/00481 | 21730941 | Suction tubes for BronchoscopeW/L 55cm, dia.2mm | 15
1752 | 2027/SPC/N/R/S/00481 | 21730942 | Suction tubes for BronchoscopeW/L 45cm, dia.2mm | 9
1753 | 2027/SPC/N/R/S/00481 | 21731001 | Probes nasal Jobson D/E 140mm | 35
1754 | 2027/SPC/N/R/S/00481 | 21710004 | Cottle nasal chisel-osteotomew/mar.12mm | 7
1755 | 2027/SPC/N/R/S/00481 | 21731002 | Laryngeal probe str. 1mm dia, 23cm w/handle | 6
1756 | 2027/SPC/N/R/S/00481 | 21740802 | Take-apart Bipolar forcepsdistally ang.45' | 15
1757 | 2027/SPC/N/R/S/00481 | 21740702 | CASTELNUOVO double elevatorangled end shovel-shaped | 2
1758 | 2027/SPC/N/R/S/00481 | 21732002 | Fron.Sinus Recess ForcepGiraffe,90,H/J | 8
1759 | 2027/SPC/N/R/S/00481 | 21740701 | CASTELNUOVO double elevatorblunt end angled | 3
1760 | 2027/SPC/N/R/S/00481 | 21740602 | CASTELNUOVO seeker angled 90'1mm, W/L 15mm, T/L 25mm | 2
1761 | 2027/SPC/N/R/S/00481 | 21732003 | Fron.Sinus Recess ForcepsGiraffe,45,V/J | 6
1762 | 2027/SPC/N/R/S/00481 | 21740601 | CASTELNUOVO seeker angled 45', 1mm, W/L 15mm, T/L 25mm | 5
1763 | 2027/SPC/N/R/S/00481 | 21740507 | THOMASSIN Dissector,double-ended,distal tips with single curve R or to L,18cm | 6
1764 | 2027/SPC/N/R/S/00481 | 21732004 | Fron.Sinus RecessForceps,Giraffe,45,H/J | 4
1765 | 2027/SPC/N/R/S/00481 | 21740506 | THOMASSIN Dissect. dble-end90', 18cm | 5
1766 | 2027/SPC/N/R/S/00481 | 21740505 | Dissector, sharp, tip ang. 90',w/L 15mm,T/L 25mm | 3
1767 | 2027/SPC/N/R/S/00481 | 21732102 | Hajek Sphenoid. Punch,dwn.cut | 10
1768 | 2027/SPC/N/R/S/00481 | 21740504 | Dissector, tip, ang. 45',1mm width,W/L 13mm,23mm | 3
1769 | 2027/SPC/N/R/S/00481 | 21732103 | Hajek Sphenoid.Punch,upwrd cut | 7
1770 | 2027/SPC/N/R/S/00481 | 21740503 | Dissector, tip ang.15',1 mmwidth, W/L 13mm, T/L 23mm | 6
1771 | 2027/SPC/N/R/S/00481 | 21740502 | Dissector, sharp, tip ang. 15'flat long sp,w/L 15mm,T/L 25mm | 4
1772 | 2027/SPC/N/R/S/00481 | 21740401 | CAPPABIANCA Suction curette tip ang. 45', 7mm dia.W/L15mm | 7
1773 | 2027/SPC/N/R/S/00481 | 21732303 | Maxillary Ostium Seeker,190mm | 18
1774 | 2027/SPC/N/R/S/00481 | 21740501 | Dissector, sharp, tip ang. 45' round spatu,w/L 15mm,T/L 25mm | 2
1775 | 2027/SPC/N/R/S/00481 | 21740302 | Miniature Grasping Forceps,str serra.W/L 18mm | 10
1776 | 2027/SPC/N/R/S/00481 | 21740301 | Grasping Forcep,fine serr,str. W/L 18mm | 12
1777 | 2027/SPC/N/R/S/00481 | 21740205 | Endonasal micro sciss.upturn 45', 360' rotatable | 10
1778 | 2027/SPC/N/R/S/00481 | 21740204 | Endonasal micro sciss.ang.up W/L 18mm | 15
1779 | 2027/SPC/N/R/S/00481 | 21740203 | Endonasal micro sciss.cvd R W/L 18mm | 13
1780 | 2027/SPC/N/R/S/00481 | 21740202 | Endonasal micro sciss.cvd L W/L 18mm | 12
1781 | 2027/SPC/N/R/S/00481 | 21740201 | Endonasal micro sciss. str. W/L 18mm | 20
1782 | 2027/SPC/N/R/S/00481 | 21732304 | Ear Antral Seeker, ball end,3 | 25
1783 | 2027/SPC/N/R/S/00481 | 21732602 | Maxill.BiopsyForceps,110dow.horiz. | 18
1784 | 2027/SPC/N/R/S/00481 | 21740104 | Double Spoon Miniature Forceps turn to R.dia. 0.9mm,W/L 18cm | 8
1785 | 2027/SPC/N/R/S/00481 | 21740103 | Double Spoon Miniature Forceps turn to L.dia. 0.9mm,W/L 18cm | 8
1786 | 2027/SPC/N/R/S/00481 | 21740102 | Double Spoon Miniature Forcepsup.str.dia. 0.9mm,W/L 18cm | 8
1787 | 2027/SPC/N/R/S/00481 | 21733001 | Nasal BackbitingForcep.rotating,paediat. | 25
1788 | 2027/SPC/N/R/S/00481 | 21740101 | Double Spoon Miniature Forceps str.dia. 0.6mm,W/L 18cm | 7
1789 | 2027/SPC/N/R/S/00481 | 21733002 | Nasal BackbitingForceps,rotating,adult | 25
1790 | 2027/SPC/N/R/S/00481 | 21740006 | Round Knife, diameter 3 mm, w/suction, 19cm | 12
1791 | 2027/SPC/N/R/S/00481 | 21740005 | Round Knife 45', 3mm dia. length 16cm | 18
1792 | 2027/SPC/N/R/S/00481 | 21720702 | Forceps nasal Luc 18cm lg.6mmD jaw | 14
1793 | 2027/SPC/N/R/S/00481 | 21733200 | Stapedotomy Perforator Fischdia. 0.4mm, 16cm | 18
1794 | 2027/SPC/N/R/S/00481 | 21740004 | Round knife 45' , 2 mm width,W/L 15cm, T/L 25cm | 20
1795 | 2027/SPC/N/R/S/00481 | 21740003 | Round knife 90', 2 mm width,W/L 15cm, T/L 25cm | 18
1796 | 2027/SPC/N/R/S/00481 | 21733201 | Stapedotomy Perforator Fischdia. 0.5mm, 16cm | 20
1797 | 2027/SPC/N/R/S/00481 | 21740002 | De DIVITIIS-CAPPABIANCA Scalp w/retract.blade W/L 13cm | 5
1798 | 2027/SPC/N/R/S/00481 | 21733202 | Stapedotomy Perforator Fischdia. 0.6mm,16cm | 20
1799 | 2027/SPC/N/R/S/00481 | 21740001 | Curette, forward cutting, ang.45', large, 22cm | 14
1800 | 2027/SPC/N/R/S/00481 | 21733401 | Walsham Septum forceps,220mm | 14
1801 | 2027/SPC/N/R/S/00481 | 21721004 | Artery Forceps Tonsil, Neguslarge curved, 180mm | 15
1802 | 2027/SPC/N/R/S/00481 | 21721005 | Artery Forceps Tonsil, Negus small curved, 180mm | 8
1803 | 2027/SPC/N/R/S/00481 | 21733603 | Bipod Draffin's - fitted with 4 rings. | 12
1804 | 2027/SPC/N/R/S/00481 | 21721006 | Tonsil Artery Forceps Wilson,19cm | 10
1805 | 2027/SPC/N/R/S/00481 | 21721007 | Forceps serrated non toothwidth 4mm, 20cm | 20
1806 | 2027/SPC/N/R/S/00481 | 21721008 | Forceps serrated non tooth width 1.8mm,20cm | 22
1807 | 2027/SPC/N/R/S/00481 | 21721102 | Forceps tracheal dilatingTrousseau,cvd | 75
1808 | 2027/SPC/N/R/S/00481 | 21733701 | Davis-Boyle Mouth Gag Frame &set of tongue blades(Adult) | 18
1809 | 2027/SPC/N/R/S/00481 | 21730101 | Fibre OpticAuroscope(Otoscope)set | 140
1810 | 2027/SPC/N/R/S/00481 | 21730202 | Ear Speculam,Tumarkin,8 sizes | 40
1811 | 2027/SPC/N/R/S/00481 | 21733702 | Davis-Boyle Mouth Gag Frame &set of tongue blades(Children) | 9
1812 | 2027/SPC/N/R/S/00481 | 21733803 | Retractor Aufricht nasal 16cm | 11
1813 | 2027/SPC/N/R/S/00481 | 21730204 | Ear Speculam,Hartmann,36mm | 35
1814 | 2027/SPC/N/R/S/00481 | 21730205 | Ear Speculam, Politzer type | 35
1815 | 2027/SPC/N/R/S/00481 | 21733804 | Retractor, Cottle Alar type 2 prongs, 140mm | 11
1816 | 2027/SPC/N/R/S/00481 | 21730301 | Bone Rongeur forcep,Kleinert-Kutz | 10
1817 | 2027/SPC/N/R/S/00481 | 21730401 | Stapedotomy Measuring Rod,Fisch,straight | 20
1818 | 2027/SPC/N/R/S/00481 | 21730502 | Wagner ear hook w/ball size 2,15.5cm | 20
1819 | 2027/SPC/N/R/S/00481 | 21730503 | Ear Hook, cvd backward, 5.5cm | 17
1820 | 2027/SPC/N/R/S/00481 | 21730504 | Joseph Double hook, sharp, 2mm width,8.5cm | 15
1821 | 2027/SPC/N/R/S/00481 | 21730505 | Joseph hook, one prong, sharpcvd, 16cm | 12
1822 | 2027/SPC/N/R/S/00481 | 21730601 | Ear Ndl,Wullstein,slight curve | 33
1823 | 2027/SPC/N/R/S/00481 | 21730602 | Ear Needle,Wullstein,med.curve | 35
1824 | 2027/SPC/N/R/S/00481 | 21730604 | Ear Needle,Wullstein,straight | 30
1825 | 2027/SPC/N/R/S/00481 | 21730701 | Malleus Nipper,HouseDieter,U/cut. | 25
1826 | 2027/SPC/N/R/S/00481 | 21730801 | Punch,Kerrison,upwardcutting,size1 | 14
1827 | 2027/SPC/N/R/S/00481 | 21730802 | Punch,Kerrison,upwardcutting,size2 | 10
1828 | 2027/SPC/N/R/S/00481 | 21730803 | Punch,Kerrison,upwardcutting,size3 | 10
1829 | 2027/SPC/N/R/S/00481 | 21730908 | Suction cannula Fergusson2.5mm/130mm | 80
1830 | 2027/SPC/N/R/S/00481 | 21730910 | Suction cannula Fergusson4mm,130mm | 70
1831 | 2027/SPC/N/R/S/00481 | 21730919 | Ear Suction cannula-Schuknecht13cm | 60
1832 | 2027/SPC/N/R/S/00481 | 21730920 | Nasal Suction Cannula,Ferguson 6FR , 150mm | 30
1833 | 2027/SPC/N/R/S/00481 | 21730921 | Nasal Suction Cannula, 8FrFerguson type | 45
1834 | 2027/SPC/N/R/S/00481 | 21730922 | Nasal Suction Cannula,10FrFerguson type | 45
1835 | 2027/SPC/N/R/S/00481 | 21730923 | Nasal Suction Cannula, 12FrFerguson type, 150mm | 40
1836 | 2027/SPC/N/R/S/00481 | 21730925 | Suction Cannula, straight,45cm 4mm diameter | 25
1837 | 2027/SPC/N/R/S/00481 | 21730926 | Suction Cannula, straight,4mm55cm | 25
1838 | 2027/SPC/N/R/S/00481 | 21730927 | Suction Cannula, straight,4mm length 65cm | 18
1839 | 2027/SPC/N/R/S/00481 | 21730928 | Suction Cannula, straight,2mm35cm | 20
1840 | 2027/SPC/N/R/S/00481 | 21730929 | Suction Cannula,straight,1.5mmworking length 35cm | 18
1841 | 2027/SPC/N/R/S/00481 | 21730930 | Replacem.stylet f.Fraziersuction tube | 2
1842 | 2027/SPC/N/R/S/00481 | 21730935 | Suction Cannula,straight,1.5mmworking length 45cm | 7
1843 | 2027/SPC/N/R/S/00481 | 21730936 | Suction tubes for BronchoscopeW/L 60cm, dia.4mm | 14
1844 | 2027/SPC/N/R/S/00481 | 21730937 | Suction tubes for BronchoscopeW/L 55cm, dia.4mm | 14
1845 | 2027/SPC/N/R/S/00481 | 21730938 | Suction tubes for BronchoscopeW/L 45cm, dia.4mm | 10
1846 | 2027/SPC/N/R/S/00481 | 21730939 | Suction tubes for BronchoscopeW/L 35cm, dia.4mm | 9
1847 | 2027/SPC/N/C/S/00104 | 13300510 | Mecha. Bileaflet Heart ValveAORTIC 25mm | 35
1848 | 2027/SPC/N/C/S/00104 | 13300507 | Mecha. Bileaflet Heart ValveAORTIC 22mm | 5
1849 | 2027/SPC/N/C/S/00106 | 13301707 | Intra Coronry Shunt f/OPCABG,size 2.5 mm | 200
1850 | 2027/SPC/N/C/S/00106 | 13301709 | Intra Coronry Shunt f/OPCABG,size 3mm | 50
1851 | 2027/SPC/N/C/S/00106 | 13301903 | Mitral Valve AnnuloplastyRing and band 31mm | 5
1852 | 2027/SPC/N/C/S/00106 | 13301703 | Intra Coronry Shunt for OPCABG1.50mm | 350
1853 | 2027/SPC/N/C/S/00106 | 13302601 | Blower/Mister | 500
1854 | 2027/SPC/N/C/S/00106 | 13301704 | Intra CoronryShunt,f.of/pump1.75mm | 250
1855 | 2027/SPC/N/C/S/00106 | 13301701 | Intra Coronry Shunt,f.of/pump1.0mm | 100
1856 | 2027/SPC/N/C/S/00106 | 13301602 | Coronory Tissue Stabilizer,Octopus type f/OPCABG | 150
1857 | 2027/SPC/N/C/S/00106 | 13301901 | Mitral Valve AnnuloplastyRing & band 27mm | 10
1858 | 2027/SPC/N/C/S/00106 | 13301708 | Intra Coronry Shunt f/OPCABG,size 2.75mm | 130
1859 | 2027/SPC/N/C/S/00106 | 13301705 | Intra Coronry Shunt,f.of/pump2.0mm | 200
1860 | 2027/SPC/N/C/S/00106 | 13301702 | Intra CoronryShunt,f.of/pump1.25mm | 200
1861 | 2027/SPC/N/C/S/00106 | 13301706 | Intra Coronry Shunt f/OPCABG, size 2.25mm | 200
1862 | 2027/SPC/N/C/S/00106 | 13303502 | Arterial Embole. Cath. (A)5Fr x 80cm | 250
1863 | 2027/SPC/N/C/S/00107 | 13305001 | Aortic Repair Kits for Ozaki procedure. | 10
1864 | 2027/SPC/N/C/S/00107 | 13320304 | Thracic Intercostal Catheter18G, straight. | 100
1865 | 2027/SPC/N/C/S/00107 | 13304501 | Mitral Valve Annulo.Ring & Band, 3D, size 25mm | 10
1866 | 2027/SPC/N/C/S/00107 | 13304504 | Mitral Valve Annulo.Ring & Band, 3D, size 28mm | 15
1867 | 2027/SPC/N/C/S/00107 | 13304503 | Mitral Valve Annulo.Ring & Band, 3D, size 27 mm | 10
1868 | 2027/SPC/N/C/S/00107 | 13304412 | Mitral Valve Annulo Ring &Band, Semi rigid, size 36 mm | 10
1869 | 2027/SPC/N/C/S/00107 | 13304410 | Mitral Valve Annulo Ring &Band, Semi rigid, size 34 mm | 20
1870 | 2027/SPC/N/C/S/00107 | 13304408 | Mitral Valve Annulo Ring &Band, Semi rigid, size 32 mm | 20
1871 | 2027/SPC/N/C/S/00107 | 13304510 | Mitral Valve Annulo.Ring & Band, 3D, size 34mm | 10
1872 | 2027/SPC/N/C/S/00107 | 13304506 | Mitral Valve Annulo.Ring & Band, 3D, size 30mm | 15
1873 | 2027/SPC/N/C/S/00107 | 13304505 | Mitral Valve Annulo.Ring & Band, 3D, size 29 mm | 10
1874 | 2027/SPC/N/C/S/00107 | 13304512 | Mitral Valve Annulo.Ring & Band, 3D, size 36mm | 4
1875 | 2027/SPC/N/C/S/00107 | 13304406 | Mitral Valve Annulo Ring &Band, Semi rigid, size 30 mm | 20
1876 | 2027/SPC/N/C/S/00107 | 13304507 | Mitral Valve Annulo.Ring & Band, 3D, size 31mm | 2
1877 | 2027/SPC/N/C/S/00107 | 13304414 | Mitral Valve Annulo Ring &Band, Semi rigid, size 38 mm | 5
1878 | 2027/SPC/N/C/S/00107 | 13304514 | Mitral Valve Annulo.Ring & Band, 3D, size 38mm | 5
1879 | 2027/SPC/N/C/S/00110 | 13400001 | Arterial Cannula, size 22G x6cm length | 200
1880 | 2027/SPC/N/C/S/00110 | 13400002 | Arterial Cannu.,size 22Gx8cm | 200
1881 | 2027/SPC/N/C/S/00110 | 13400104 | Femoral Arterial Cannula,w/r, 16/17 FR , w/introducer | 25
1882 | 2027/SPC/N/C/S/00110 | 13400103 | Femoral Arterial Cannula, wr14/15Fr, w/introducer | 25
1883 | 2027/SPC/N/C/S/00110 | 13400403 | Coronary Artery Ostial.cannu.90 deg. 8 Fr. | 40
1884 | 2027/SPC/N/C/S/00110 | 13400301 | Arterial Cannula ECMO, P, 8Fr | 5
1885 | 2027/SPC/N/C/S/00110 | 13400504 | Arterial Cannula pead. 10 FRwire reinforced, vented 1/4connector | 10
1886 | 2027/SPC/N/C/S/00110 | 13400000 | Arterial Cannula, size 22G x4cm length | 220
1887 | 2027/SPC/N/C/S/00110 | 13400406 | Coronary Artery Ostial.cannu.90 deg. 14Fr. | 20
1888 | 2027/SPC/N/C/S/00110 | 13400207 | Femoral Arterial Cannula,,w/r,24/25Fr, w/introducer | 30
1889 | 2027/SPC/N/C/S/00110 | 13400405 | Coronary Artery Ostial.cannu.90 deg. 12 Fr. | 30
1890 | 2027/SPC/N/C/S/00110 | 13400102 | Femoral Arterial Cannula,w/r, 12/13Fr,w/introducer | 15
1891 | 2027/SPC/N/C/S/00110 | 13400206 | Femoral Arterial Cannula,,w/r,22/23Fr,w/introducer | 35
1892 | 2027/SPC/N/C/S/00110 | 13400503 | Arterial Cannula pead.8 FRwire reinforced, vented 3/16connector | 20
1893 | 2027/SPC/N/C/S/00110 | 13400409 | Coronary Artery Ostial.cannu.135 deg. 12 Fr. | 20
1894 | 2027/SPC/N/C/S/00110 | 13400300 | Arterial Cannula ECMO, N, 6Fr | 5
1895 | 2027/SPC/N/C/S/00110 | 13400101 | Femoral Arterial Cannula,w/r, 10/11Fr w/introducer | 15
1896 | 2027/SPC/N/C/S/00110 | 13400408 | Coronary Artery Ostial.cannu.135 deg. 8 Fr. | 100
1897 | 2027/SPC/N/C/S/00110 | 13400105 | Femoral Arterial Cannula,w/r, 18/19 FR w/introducer | 20
1898 | 2027/SPC/N/C/S/00111 | 13401405 | Aortic Perfusion Cannula,str, 18Fr | 50
1899 | 2027/SPC/N/C/S/00111 | 13402201 | L/V vent catheter size 17FG | 100
1900 | 2027/SPC/N/C/S/00111 | 13402505 | Flexible Arterial Cannula,w/ adjust. ring , size 20 FG | 10
1901 | 2027/SPC/N/C/S/00111 | 13400601 | Femoral Venous ReturnCannula, w/r,size 12/13Fr | 2
1902 | 2027/SPC/N/C/S/00111 | 13401203 | Venous return cath.w/r two stage 36/51Fr | 100
1903 | 2027/SPC/N/C/S/00111 | 13402602 | Aortic Root Cannula with vent,, size 12G (9 Fr) | 2200
1904 | 2027/SPC/N/C/S/00111 | 13401204 | W/R low prof. two stage venousret. cannu. size 36Fr/46Fr | 400
1905 | 2027/SPC/N/C/S/00111 | 13400600 | Femoral Venous ReturnCannula, w/r,size 10/11Fr | 5
1906 | 2027/SPC/N/C/S/00111 | 13400604 | Femoral Venous ReturnCannula, w/r, size 18/19Fr | 14
1907 | 2027/SPC/N/C/S/00111 | 13402220 | Ventricular ventcath.w/m/s,17F | 30
1908 | 2027/SPC/N/C/S/00111 | 13402506 | Flexible Arterial Cannula, strw/ adustable ring, size 22 FG | 40
1909 | 2027/SPC/N/C/S/00111 | 13402401 | Heart Vent Catheter Left,cvd, size 17Fr | 10
1910 | 2027/SPC/N/C/S/00111 | 13401201 | Venous return cath.w/r two stage 34/46FG | 400
1911 | 2027/SPC/N/C/S/00111 | 13400605 | Femoral Venous ReturnCannula, w/r,size 20/21Fr | 14
1912 | 2027/SPC/N/C/S/00111 | 13400606 | Femoral Venous ReturnCannula, w/r,size 22/23Fr | 19
1913 | 2027/SPC/N/C/S/00111 | 13402501 | Aortic Root Cannula f/cardiople. 14G (7 Fr) | 50
1914 | 2027/SPC/N/C/S/00111 | 13401404 | Aortic Perfusion Cannula,str, 16Fr | 150
1915 | 2027/SPC/N/C/S/00111 | 13402504 | Aortic Root Cannula forcardiople. Neonatal.size(4Fr). | 100
1916 | 2027/SPC/N/C/S/00111 | 13402502 | Aortic Root Cannula f/cardiople. 12G | 30
1917 | 2027/SPC/N/C/S/00111 | 13400602 | Femoral Venous ReturnCannula,w/r, size 14/15Fr | 2
1918 | 2027/SPC/N/C/S/00111 | 13400603 | Femoral Venous ReturnCannula, w/r, size 16/17Fr | 17
1919 | 2027/SPC/N/C/S/00111 | 13401202 | Venous return cath.w/r two stage 36/46Fr | 300
1920 | 2027/SPC/N/C/S/00113 | 13402803 | Cardioplegia Dilivery Set,Adult, 4:1 | 1750
1921 | 2027/SPC/N/C/S/00113 | 13403202 | Heamoconcentrator set,primevolume <30ml | 300
1922 | 2027/SPC/N/C/S/00113 | 13403101 | Retrograde Cardiople. Cann.14 Fr x 32 cm | 84
1923 | 2027/SPC/N/C/S/00113 | 13403100 | Retrograde cardiopleagiacann.14FG | 60
1924 | 2027/SPC/N/C/S/00113 | 13402801 | Cardioplegia deliveryset(4:1),16F, (P) | 700
1925 | 2027/SPC/N/C/S/00113 | 13402802 | Cardioplegia Dilivery Set,Adult, 2:1 | 550
1926 | 2027/SPC/N/C/S/00113 | 13403201 | Heamoconcentrator set,primevolume <65ml | 700
1927 | 2027/SPC/N/C/S/00114 | 13403900 | Intracardiac Sucker, rigid,30 deg ang | 300
1928 | 2027/SPC/N/C/S/00114 | 13403702 | Sump sucker, bullet tip, 17Fr | 600
1929 | 2027/SPC/N/C/S/00114 | 13404001 | Sump sucker Pericardial, (P),12Frx30cm | 600
1930 | 2027/SPC/N/C/S/00114 | 13403001 | IAB Cath.,size 7.5/8FG, 40cc | 95
1931 | 2027/SPC/N/C/S/00114 | 13403002 | IAB Cath.,size 7.5/8FG, 34cc | 60
1932 | 2027/SPC/N/C/S/00115 | 13404101 | Hollow Fiber MembraneOxygenator,A<300ml | 1000
1933 | 2027/SPC/N/C/S/00115 | 13404100 | Hollow Fibre MembraneOxygenator,A<450ml | 1500
1934 | 2027/SPC/N/C/S/00116 | 13404200 | Hollow Fibre MembraneOxygenator,P<260ml | 100
1935 | 2027/SPC/N/C/S/00116 | 13404702 | Oxygenator f/ECMO, neonate,65 ml | 5
1936 | 2027/SPC/N/C/S/00116 | 13404402 | HFM Oxygenator,Infant,15ml,0.1l/m-1.5l/m | 250
1937 | 2027/SPC/N/C/S/00116 | 13404706 | Oxygenator f/ECMO,medium adult,250 ml | 5
1938 | 2027/SPC/N/C/S/00116 | 13404400 | HFM Oxygenator, Infant, <180ml | 10
1939 | 2027/SPC/N/C/S/00116 | 13404300 | HFM Oxygenator, P, 100ml,0.5l/m-4l/m | 50
1940 | 2027/SPC/N/C/S/00116 | 13404301 | HFM Oxygenator, P, 150ml,0.5l/m-2.3l/m | 150
1941 | 2027/SPC/N/C/S/00116 | 13404703 | Oxygenator f/ ECMO,infant,145 ml | 5
1942 | 2027/SPC/N/C/S/00116 | 13404302 | HFM Oxegenator, P,<175ml | 25
1943 | 2027/SPC/N/C/S/00117 | 13405001 | Custom Tubing Pack, Adult-1,NH/THK - AF1 | 700
1944 | 2027/SPC/N/C/S/00117 | 13405304 | Custom Tubing Pack,Paediatric-2,LRH-P2 | 100
1945 | 2027/SPC/N/C/S/00117 | 13405002 | Custom Tubing Pack, Adult-2,NH/THK - AF2 | 100
1946 | 2027/SPC/N/C/S/00117 | 13405104 | Custom Tubing Pack, Adult -2, KS-A.2 | 25
1947 | 2027/SPC/N/C/S/00117 | 13405301 | Custom Tubing Pack,Neonatal-1, LRH-N1 | 400
1948 | 2027/SPC/N/C/S/00117 | 13405401 | Custom Tubing Pack for ECMO, Neonate | 3
1949 | 2027/SPC/N/C/S/00117 | 13405103 | Custom Tubing Pack, Adult-1,KS-A1B | 500
1950 | 2027/SPC/N/C/S/00117 | 13405303 | Custom TubingPack,Paediatric-1,LRH - P1 | 250
1951 | 2027/SPC/N/C/S/00117 | 13405200 | Custom Tubing Pack Child,w/oa/f (LRH - C1) | 50
1952 | 2027/SPC/N/C/S/00117 | 13405100 | Custom Tubing Pack, Infant,KS-.1 | 10
1953 | 2027/SPC/N/C/S/00117 | 13405403 | Custom Tubing Pack for ECMO, Paed/Adult V.L 3/8, A.L3/8 | 5
1954 | 2027/SPC/N/C/S/00117 | 13405302 | Custom Tubing Pack,Neonatal-2,LRH - N2 | 75
1955 | 2027/SPC/N/C/S/00118 | 13405501 | Tubes sterile, length-100", 3/8" x 3/32" | 10
1956 | 2027/SPC/N/C/S/00118 | 13406800 | Luer Connector, str,4.8mmx4.8mm | 30
1957 | 2027/SPC/N/C/S/00118 | 13407200 | Venous Cannula ECMO A,22Fr | 5
1958 | 2027/SPC/N/C/S/00118 | 13408107 | Per. Femoral Arterial Cannulafor ECMO,19Fr 40-50cm,18cm tip | 2
1959 | 2027/SPC/N/C/S/00118 | 13408202 | 16Fr Per.VenoVeno Cannula forECMO, 5- 8 Kg, 8 - 10cm | 3
1960 | 2027/SPC/N/C/S/00118 | 13408010 | Percuta. Femoral Venous Cannu.f/ECMO, 25Fr, 40-50 cm | 5
1961 | 2027/SPC/N/C/S/00118 | 13407201 | Venous Cannula ECMO P, 10Fr | 5
1962 | 2027/SPC/N/C/S/00118 | 13408012 | Percuta. Femoral Venous Cannu.f/ECMO, 29Fr, 40-50 cm | 5
1963 | 2027/SPC/N/C/S/00118 | 13407500 | Coronary Perfu. Can. Ma,90deg ang. 9Fr | 85
1964 | 2027/SPC/N/C/S/00118 | 13406601 | Artterial Filter,20 microndia:,6.3mm | 100
1965 | 2027/SPC/N/C/S/00118 | 13408105 | Per. Femoral Arterial Cannulafor ECMO,15Fr 18-20cm,18cm tip | 2
1966 | 2027/SPC/N/C/S/00118 | 13408205 | 28Fr Per.VenoVeno Cannula forECMO, 15- 30 Kg, 20 - 24cm | 2
1967 | 2027/SPC/N/C/S/00118 | 13410001 | Cytokine Adsorber Device | 70
1968 | 2027/SPC/N/C/S/00118 | 13405502 | Extra Sucker Tubes sterile, length-200",1/4"x1/16" | 430
1969 | 2027/SPC/N/C/S/00118 | 13408106 | Per. Femoral Arterial Cannulafor ECMO,17Fr 40-50cm,18cm tip | 2
1970 | 2027/SPC/N/C/S/00118 | 13408009 | Percuta. Femoral Venous Cannu.f/ECMO, 23Fr, 40-50 cm | 5
1971 | 2027/SPC/N/C/S/00118 | 13408204 | 23Fr Per.VenoVeno Cannula forECMO, 15- 30 Kg, 16 - 18cm | 2
1972 | 2027/SPC/N/C/S/00118 | 13408203 | 19Fr Per.VenoVeno Cannula forECMO, 8- 16Kg, 12 - 14cm | 2
1973 | 2027/SPC/N/C/S/00118 | 13408108 | Per. Femoral Arterial Cannulafor ECMO,21Fr 40-50cm,18cm tip | 2
1974 | 2027/SPC/N/C/S/00122 | 11000108 | Vascular Graft Tube, 30mm x30cm | 60
1975 | 2027/SPC/N/C/S/00122 | 11000324 | Vascular Graft Tube, 8mm x40cm | 200
1976 | 2027/SPC/N/C/S/00122 | 11000107 | Vascular Graft Tube, 28mm x30cm | 60
1977 | 2027/SPC/N/C/S/00122 | 11000109 | Vascular Graft Tube, 32mm x30cm | 50
1978 | 2027/SPC/N/C/S/00122 | 11000106 | Vascular Graft Tube, 26mmx x30cm | 60
1979 | 2027/SPC/N/C/S/00123 | 11000412 | Cardiovas. Patch,doublevelour fab. | 20
1980 | 2027/SPC/N/C/S/00123 | 11002303 | EPTFE,5/0,90cm,22mm,1/2,rb,tp | 36
1981 | 2027/SPC/N/C/S/00123 | 11003101 | EPTFE sutu. 4/0 90cm2x16-18mm1/2c rb tp | 80
1982 | 2027/SPC/N/C/S/00123 | 11003100 | EPTFE sutu. 4/0 75cm2x16-18mm1/2c rb tc | 80
1983 | 2027/SPC/N/C/S/00123 | 11002702 | Cardiovas. Patch, polyester/dacron, 10cm x 10cm | 20
1984 | 2027/SPC/N/C/S/00123 | 11000411 | Cardiovas. Patch, 0.6mm,5cmx15cm | 55
1985 | 2027/SPC/N/C/S/00123 | 11000812 | Felt Sheet, 10cm x 15cm | 120
1986 | 2027/SPC/N/C/S/00123 | 11002900 | EPTFE sutures 6/0 75cm2x9mm3/8c rb tp | 90
1987 | 2027/SPC/N/C/S/00123 | 11002902 | EPTFE sutures 6/075cm2x12-14mm hc rb tp | 20
1988 | 2027/SPC/N/C/S/00123 | 11000410 | Cardiovas. Patch, 0.6mm,10cmx15cm | 20
1989 | 2027/SPC/N/C/S/00123 | 11002103 | Cardiovas.Membrane,0.1mm,15cmx20cm | 10
1990 | 2027/SPC/N/C/S/00123 | 11002401 | Cardio. Patch (PTFE) 0.4mmthick, 3x6cm | 80
1991 | 2027/SPC/N/C/S/00123 | 11000811 | Felt Sheet, 10cm x 10cm | 80
1992 | 2027/SPC/N/C/S/00123 | 11001002 | PTFE sutures 7/0, 60cmw/2x9mm, 3/8c,r/b,t/p | 30
1993 | 2027/SPC/N/C/S/00123 | 11001001 | PTFE sutures 6/0,75cm w/2x9mmcvd t pt | 180
1994 | 2027/SPC/N/C/S/00123 | 11000810 | Felt Sheet, 1.3cm x 10cm | 36
1995 | 2027/SPC/N/C/S/00124 | 11000601 | Polypropylene mesh, size 6cmx11cm | 80000
1996 | 2027/SPC/N/C/S/00124 | 11002201 | Surgical Adhesive Glue, 10ml | 600
1997 | 2027/SPC/N/C/S/00124 | 11002203 | Surgical Adhesive Glue, 5ml | 600
1998 | 2027/SPC/N/C/S/00124 | 11002202 | Surgical Adhesive Glue, 2ml | 700
1999 | 2027/SPC/N/C/S/00124 | 11000602 | Ploypropylene mesh, size15cmx 15cm(app) | 15000
2000 | 2027/SPC/N/C/S/00125 | 11003209 | Vascular Graft Tube,EPTFE,thin, strech,16mm x10-40cm | 50
2001 | 2027/SPC/N/C/S/00125 | 11003213 | Vascular Graft Tube,EPTFE,thin, strech,24mm x40cm | 40
2002 | 2027/SPC/N/C/S/00125 | 11003208 | Vascular Graft Tube,EPTFE,thin, strech,14mm x10-40cm | 15
2003 | 2027/SPC/N/C/S/00125 | 11003207 | Vascular Graft Tube,EPTFE,thin, strech,12mm x10-40cm | 50
2004 | 2027/SPC/N/C/S/00125 | 11003210 | Vascular Graft Tube,EPTFE,thin, strech,18mm x10-40cm | 25
2005 | 2027/SPC/N/C/S/00125 | 11003206 | Vascular Graft Tube,EPTFE,thin, strech,10mm x10-40cm | 80
2006 | 2027/SPC/N/C/S/00125 | 11003211 | Vascular Graft Tube,EPTFE,thin, strech,20mm x40cm | 25
2007 | 2027/SPC/N/C/S/00125 | 11003205 | Vascular Graft Tube,EPTFE,thin, strech,8mm x10-40cm | 160
2008 | 2027/SPC/N/C/S/00125 | 11003212 | Vascular Graft Tube,EPTFE,thin, strech,22mm x10-40cm | 15
2009 | 2027/SPC/N/C/S/00126 | 11003409 | Vascular Graft Tube,EPTFE,thick, strech,12mm x40cm | 15
2010 | 2027/SPC/N/C/S/00126 | 11003204 | Vascular Graft Tube,EPTFE,thin, strech,6mm x10-40cm | 300
2011 | 2027/SPC/N/C/S/00126 | 11003408 | Vascular Graft Tube,EPTFE,thick, strech,10mm x40cm | 15
2012 | 2027/SPC/N/C/S/00126 | 11003411 | Vascular Graft Tube,EPTFE,thick, strech,16mm x40cm | 20
2013 | 2027/SPC/N/C/S/00126 | 11003203 | Vascular Graft Tube,EPTFE,thin, strech,5mm x10-40cm | 130
2014 | 2027/SPC/N/C/S/00126 | 11003407 | Vascular Graft Tube,EPTFE,thick, strech,8mm x40cm | 120
2015 | 2027/SPC/N/C/S/00126 | 11003414 | Vascular Graft Tube,EPTFE,thick, strech,22mm x40cm | 6
2016 | 2027/SPC/N/C/S/00128 | 15804103 | Indwelling plural catheter system 16F | 100
2017 | 2027/SPC/N/C/S/00128 | 15806301 | Laparoscopic Specimen deliver.bag 13x18cm | 900
2018 | 2027/SPC/N/C/S/00128 | 15804102 | Indwelling plural catheter system 14F | 160
2019 | 2027/SPC/N/C/S/00128 | 15803002 | Locking Screws for rib plates,2.4mmx8mm | 200
2020 | 2027/SPC/N/C/S/00128 | 15804001 | Seldinger intercostal Catheter kit 12 FG | 400
2021 | 2027/SPC/N/C/S/00128 | 15804002 | Seldinger intercostal Catheter Kit 18 FG | 300
2022 | 2027/SPC/N/C/S/00128 | 15804101 | Indwelling plural catheter system 12F | 100
2023 | 2027/SPC/N/C/S/00128 | 15804003 | Seldinger intercostal Catheter Kit 16FG | 600
2024 | 2027/SPC/N/C/S/00128 | 15806002 | Ambulatory plural drainage bag1200ml | 200
2025 | 2027/SPC/N/C/S/00167 | 21801201 | Tube Holder, f.fix ofcardio-pulmon | 3
2026 | 2027/SPC/N/C/S/00167 | 21800202 | Ventricular Vent, Ross typechild | 3
2027 | 2027/SPC/N/C/S/00167 | 21800510 | Rib SpreaderCastaneda,infant,65mm | 3
2028 | 2027/SPC/N/C/S/00167 | 21800102 | Pitutary Rongeur, upwardcut2x10mm | 15
2029 | 2027/SPC/N/C/S/00167 | 21800800 | Bone Rongeur (Nibbler),Beyer, 4mm/180mm | 6
2030 | 2027/SPC/N/C/S/00167 | 21800601 | Rib Spreader &Approximator,Baily-Gibbon | 1
2031 | 2027/SPC/N/C/S/00167 | 21800105 | Pitutary Rongeur, upwardcut3x10mm | 10
2032 | 2027/SPC/N/C/S/00167 | 21800512 | Rib Spreader Castaneda, Adult | 7
2033 | 2027/SPC/N/C/S/00167 | 21801302 | Hook, Nerve, Cushing type190mm | 21
2034 | 2027/SPC/N/C/S/00167 | 21800201 | Ventricular Vent, Ross typeadult | 6
2035 | 2027/SPC/N/C/S/00167 | 21800511 | Rib Spreader Castaneda, Child | 7
2036 | 2027/SPC/N/C/S/00167 | 21800104 | Pitutary Rongeur,downwardcut3x10mm | 12
2037 | 2027/SPC/N/C/S/00167 | 21800101 | Pitutary Rongeur,downwardcut2x10mm | 15
2038 | 2027/SPC/N/C/S/00167 | 21800103 | Pitutary Rongeur,straight,2x10mm | 21
2039 | 2027/SPC/N/C/S/00167 | 21801401 | Sternal Saw, batteryoperated, hand held | 6
2040 | 2027/SPC/N/C/S/00167 | 21801403 | Sternal saw, Electric,complete set | 4
2041 | 2027/SPC/N/C/S/00167 | 21801301 | Hook, Valve, De Bakey type 8mm | 9
2042 | 2027/SPC/N/C/S/00168 | 21801801 | Dual lung graspingforceps,230mm | 6
2043 | 2027/SPC/N/C/S/00168 | 21801602 | Surgical Loupe, with 3.5magnification | 9
2044 | 2027/SPC/N/C/S/00168 | 21802505 | Aortic Punch, size 6.0mm dia: | 2
2045 | 2027/SPC/N/C/S/00168 | 21802604 | Lumen inspection mirror,23 cm | 1
2046 | 2027/SPC/N/C/S/00168 | 21802701 | Rib Cutter/Shear, Brunner270mm | 3
2047 | 2027/SPC/N/C/S/00168 | 21802501 | Aortic Punch, size 3.5mm dia: | 8
2048 | 2027/SPC/N/C/S/00168 | 21802503 | Aortic Punch, size 4.5mm dia: | 8
2049 | 2027/SPC/N/C/S/00168 | 21801901 | Rib Spreader, Chavalier, 190mm | 2
2050 | 2027/SPC/N/C/S/00168 | 21801601 | Surgical Loupe, with 2.5magnification | 8
2051 | 2027/SPC/N/C/S/00168 | 21802602 | Suture Hook (Suture Catcher) | 8
2052 | 2027/SPC/N/C/S/00168 | 21801603 | Surgical Loupe, with 4.5magnification | 8
2053 | 2027/SPC/N/C/S/00168 | 21802603 | Craw ford suture ring ,23 cm. | 4
2054 | 2027/SPC/N/C/S/00168 | 21802502 | Aortic Punch, size 4.0mm dia: | 18
2055 | 2027/SPC/N/C/S/00168 | 21802605 | Sucker grasping sucker tube 9.5mm,CH 820.0-30,3mm tip | 7
2056 | 2027/SPC/N/C/S/00168 | 21801704 | Holding forceps for sternalwire with jaws | 80
2057 | 2027/SPC/N/C/S/00168 | 21802504 | Aortic Punch, size 5.0mm dia: | 5
2058 | 2027/SPC/N/C/S/00169 | 21803201 | Clamp Vascular, Lambert-Kay,40mm jaw | 5
2059 | 2027/SPC/N/C/S/00169 | 21803105 | Anas-Multi.clampsf.neo.cas.6",23mm | 2
2060 | 2027/SPC/N/C/S/00169 | 21803104 | Anas-Multi.clampsf.neo.cas.6",15mm | 3
2061 | 2027/SPC/N/C/S/00169 | 21803102 | Clamp Vascular, Castaneda,30deg angled | 8
2062 | 2027/SPC/N/C/S/00169 | 21803101 | Clamp Vascular, Castaneda, 50deg angled | 9
2063 | 2027/SPC/N/C/S/00169 | 21803001 | Clamp Anastomosis,Castaneda,VeryDelicate | 6
2064 | 2027/SPC/N/C/S/00169 | 21803202 | Clamp Vascular, Lambert -Kay, 47mm jaw | 4
2065 | 2027/SPC/N/C/S/00169 | 21803002 | Clamp Anastomosis, Castaneda,Delicate | 6
2066 | 2027/SPC/N/C/S/00170 | 21803506 | BulldogClamp,mini,arteri.curv,35mm | 35
2067 | 2027/SPC/N/C/S/00170 | 21803522 | BulldogClamp,arter.straight,35mm | 10
2068 | 2027/SPC/N/C/S/00170 | 21803512 | BulldogClamp,mini,s/curved,50mm | 20
2069 | 2027/SPC/N/C/S/00170 | 21803514 | BulldogClamp,mini,veno.curved,35mm | 25
2070 | 2027/SPC/N/C/S/00170 | 21803515 | BulldogClamp,mini,veno.curved,40mm | 30
2071 | 2027/SPC/N/C/S/00170 | 21803508 | BulldogClamp,mini,arteri.curv,50mm | 30
2072 | 2027/SPC/N/C/S/00170 | 21803513 | BulldogClamp,mini,veno.curved,30mm | 20
2073 | 2027/SPC/N/C/S/00170 | 21803524 | BulldogClamp,Diethrich,straigt 53mm | 14
2074 | 2027/SPC/N/C/S/00170 | 21803521 | BulldogClamp,arter.straight,30mm | 10
2075 | 2027/SPC/N/C/S/00170 | 21803507 | BulldogClamp,mini,arteri.curv,40mm | 35
2076 | 2027/SPC/N/C/S/00170 | 21803519 | BulldogClamp,mini,ven.s/curve,40mm | 4
2077 | 2027/SPC/N/C/S/00170 | 21803511 | BulldogClamp,mini,s/curved,40mm | 30
2078 | 2027/SPC/N/C/S/00170 | 21803518 | BulldogClamp,mini,ven.s/curve,35mm | 6
2079 | 2027/SPC/N/C/S/00170 | 21803516 | BulldogClamp,mini,veno.curved,50mm | 2
2080 | 2027/SPC/N/C/S/00170 | 21803505 | BulldogClamp,mini,arteri.curv.30mm | 30
2081 | 2027/SPC/N/C/S/00170 | 21803509 | BulldogClamp,mini,s/curved,30mm | 25
2082 | 2027/SPC/N/C/S/00170 | 21803520 | Bulldog Clamp,mini,ven.50mm | 10
2083 | 2027/SPC/N/C/S/00170 | 21803523 | BulldogClamp,Diethrich,straigt 45mm | 15
2084 | 2027/SPC/N/C/S/00170 | 21803517 | BulldogClamp,mini,Ven.s/curve,30mm | 12
2085 | 2027/SPC/N/C/S/00170 | 21803510 | BulldogClamp,mini,s/curved,35mm | 35
2086 | 2027/SPC/N/C/S/00144 | 10000502 | Surgical Suture, polyglactin 910,Coated, Gauge size 6/0,45-60cm to a 12mm-14mm,3/8C reverse cutting needle . | 5000
2087 | 2027/SPC/N/C/S/00144 | 10000603 | Surgical Suture, polyglactin 910,Absorbable Synthetic Surgical Suture size 5/0,45-60cm length 12-14mm 3/8 circle round bodied taper point needle . | 6500
2088 | 2027/SPC/N/C/S/00145 | 10000609 | Surgical Suture, polyglactin 910,Coated, Absorbable Synthetic Surgical Suture Gauge size 5/0,45cm-60cm length 12-14mm half circle round bodied taper cut, needle, | 8000
2089 | 2027/SPC/N/C/S/00146 | 10000915 | Surgical Suture, polyglactin 910,Coated, Absorbable Synthetic Surgical Suture Gauge size 2/0, 75cm-90cm, length 30mm-35mm , half circle round bodied taper point needle . | 45000
2090 | 2027/SPC/N/C/S/00146 | 10001109 | Surgical Suture, polyglactin 910 Coated, , Absorbable Synthetic Surgical Suture , Gauge size 1, 75cm-90cm length 40mm (approx.) half circle round bodied needle. | 125000
2091 | 2027/SPC/N/C/S/00147 | 10000914 | Surgical Suture, polyglactin 910,Coated, Gauge size 2/0, 75cm length attached to a 35mm (approx.) half circle taper cutting needle. | 50000
2092 | 2027/SPC/N/C/S/00147 | 10001007 | Absorbable Synthetic Surgical Suture Polyglactin 910,Coated, Braided, Gauge size 0,75cm length attached to a 35mm (approx.) half circle taper cut, heavy needle | 15000
2093 | 2027/SPC/N/C/S/00148 | 10000911 | Surgical suture coated monofilament, absorbable synthetic surgical suture polyglactin 910,Gauge size 2/0 75cm length 25mm(approx.),half circle taper cut, needle. | 37500
2094 | 2027/SPC/N/C/S/00153 | 10100803 | Absorbable Synthetic Surgical Suture, Monofilament Polyglecaprone, size 3/0, 70 cm (approx.) length, attached to a 50mm - 55mm, straight cutting needle. | 112500
2095 | 2027/SPC/N/C/S/00153 | 10101150 | Absorbable Synthetic Surgical Suture, Monofilament Polydioxanone,size 1, 1.5m (approx.) length with a loop attached to a 45mm - 50mm, 1/2 circle, round bodied, taper point needle. | 24000
2096 | 2027/SPC/N/C/S/00153 | 10102004 | Absorbable Synthetic Surgical Suture, Monofilament Glyconate , size 3/0, 45cm-75cm length attached to a 60mm - 65mm straight cutting needle. | 25000
2097 | 2027/SPC/N/C/S/00154 | 10100202 | Absorbable Synthetic Surgical Suture, Monofilament Glyconate, size 4/0, 40-45cm length attached to a 14mm - 16mm, 3/8 circle reverse cutting needle. | 11000
2098 | 2027/SPC/N/C/S/00154 | 10100302 | Absorbable Synthetic Surgical Suture,Monofilament Glyconate, Size 3/0, 45 cm - 70 cm length attached to a 16mm - 19mm, 3/8 circle reverse cutting needle. | 25000
2099 | 2027/SPC/N/C/S/00154 | 10100402 | Absorbable Synthetic Surgical Suture, Monofilament Glyconate,size 2/0, 70cm-90cm length, attached to a 24mm - 26mm half circle round bodied needle. | 20000
2100 | 2027/SPC/N/C/S/00154 | 10100813 | Absorbable Synthetic Surgical Suture, Monofilament Polyglecaprone, size 3/0, 45cm -70cm length, attached to a 16mm - 19mm, 3/8 circle, reverse cutting needle. | 17500
2101 | 2027/SPC/N/C/S/00154 | 10101001 | Surgical suture,Absorbable, Monofilament polydioxanone suture,Gauge size 0, 90cm length attached to 40mm ( approx.) half circle taper cutting, needle, sterile, for paediatrc use. | 3000
2102 | 2027/SPC/N/C/S/00156 | 10101103 | Absorbable Synthetic Surgical Suture, Monofilament Polydioxanone, size 5/0, 40-45cm length, attached to a 15-20mm 3/8 circle round bodied, Pre-hardened needle (single arm). | 2250
2103 | 2027/SPC/N/C/S/00157 | 10300104 | Non absorbable Synthetic Monofilament Surgical Suture, Polypropylene, Size 10/0, 13cm-15cm length, with a 3-5mm, round bodied taper point,3/8 circle,sterile (for plastic surgery). | 3750
2104 | 2027/SPC/N/C/S/00157 | 10300201 | Surgical Suture, Non absorbable Monofilament Polypropylene Suture, Gauge size 9/0, 13cm-15cm length, with a 5-6mm, 3/8 circle round bodied needle. | 5000
2105 | 2027/SPC/N/C/S/00157 | 10300306 | Surgical Suture, Non absorbable Monofilament Polypropylene Suture, Gauge size 8/0, 13-15 cm length with a 6mm-7mm, 3/8 circle,round bodied, taper point needle,(for plastic surgery). | 3000
2106 | 2027/SPC/N/C/S/00157 | 10300412 | Surgical Suture,Non absorbable Monofilament Polypropylene,Gauge size 7/0,13-15cm length,with a 8-10mm ,3/8 circle,round bodied,taper point needle.(for plastic surgery) | 8500
2107 | 2027/SPC/N/C/S/00157 | 10300513 | Surgical Suture, Non absorbable Monofilament Polypropylene, Gauge size 6/0, 30cm-45cm length, with a 12mm-14mm, 3/8 circle reverse cutting prime needle. | 15000
2108 | 2027/SPC/N/C/S/00157 | 10300517 | Non absorbable Synthetic Monofilament Suture Polypropylene, size 6/0, 30cm - 45cm length, with a 10-14mm, 3/8 circle round bodied needle. | 12500
2109 | 2027/SPC/N/C/S/00157 | 10300722 | Non absorbable Synthetic Monofilament Suture Polypropylene, size 4/0, 45cm -75cm length, with 15-20mm, 3/8 circle, round bodied, needle. | 18750
2110 | 2027/SPC/N/C/S/00158 | 10300300 | Non absorbable Synthetic Monofilament Surgical Suture Polypropylene, size 8/0, blue,60cm -75cm length, each end attached to a 8mm - 9.5mm, half circle,cardiac cutting needle (double arm). | 2750
2111 | 2027/SPC/N/C/S/00158 | 10300633 | Non absorbable Synthetic Monofilament Surgical Suture polypropylene, size 5/0, blue, 75cm-90cm length, with 10mm 3/8 circle, round bodied taper point, needle (double arm). | 15000
2112 | 2027/SPC/N/C/S/00158 | 10300703 | Surgical Suture, Non absorbable Monofilament Polypropylene Suture, Gauge size 4/0, 75cm-90cm length, with 13mm (approx.), 1/2circle, round bodied taper point, needle (double arm). | 35000
2113 | 2027/SPC/N/C/S/00158 | 10300704 | Surgical Suture, Non absorbable Monofilament polypropylene, Gauge size 4/0, 60-75cm length with 16mm -18mm, 1/2 circle, round bodied taper point,needle (double arm). | 28000
2114 | 2027/SPC/N/C/S/00158 | 10300732 | Non absorbable Synthetic Monofilament Surgical Suture Polypropylene, size 4/0, blue, 90cm (approx.) length, with 24mm - 26mm, 1/2 circle, round bodied taper point, needle, (double arm). | 15000
2115 | 2027/SPC/N/C/S/00158 | 10301004 | Non absorbable Synthetic Monofilament Suture Polypropylene, Gauge size 0, blue, 70cm - 90cm length, attached to a 28mm - 30mm, 1/2 circle, round bodied, needle. | 6000
2116 | 2027/SPC/N/C/S/00165 | 10300907 | Surgical Suture, Non absorbable Monofilament Polypropylene Suture,Gauge size 2/0, 60cm-75cm length, with a 35mm-40mm,3/8 circle, reverse cutting,needle. | 100000
2117 | 2027/SPC/N/C/S/00166 | 10300730 | Non absorbable Synthetic Monofilament Surgical Suture, Polypropylene, size 4/0, blue, 60cm -75cm length, with 12mm - 14mm, 1/2 circle, round bodied taper point, needle(double arm), with PTFE pledget size 3mm x 3mm x 1.5mm. | 3500
2118 | 2027/SPC/N/C/S/00171 | 22300104 | Height Measuring Rod | 500
2119 | 2027/SPC/N/C/S/00171 | 22300406 | Operat.boot halfwell,fr.men,size11 | 500
2120 | 2027/SPC/N/C/S/00171 | 22302601 | Steri. tray w/silicon matt,25.4x15.2cm | 120
2121 | 2027/SPC/N/C/S/00171 | 22302701 | Silicon matt forsterilization tray | 150
2122 | 2027/SPC/N/C/S/00171 | 22302903 | Sterilization case with 2trays set | 100
2123 | 2027/SPC/N/C/S/00171 | 22302904 | Sterilization case,ssfor laparoscopic items | 80
2124 | 2027/SPC/N/C/S/00171 | 22303201 | Perforated basket 485x253x76mm | 20
2125 | 2027/SPC/N/C/S/00171 | 22305201 | Bags ice with cap 160mm | 170
2126 | 2027/SPC/N/C/S/00171 | 22305202 | Bags ice with cap 200mm | 60
2127 | 2027/SPC/N/C/S/00171 | 22302902 | Sterilization case with 1tray set | 150
2128 | 2027/SPC/N/C/S/00174 | 20210200 | #N/A | 30
2129 | 2027/SPC/N/C/S/00174 | 20201201 | Forceps tissue GraspPennington,150mm,ss | 30
2130 | 2027/SPC/N/C/S/00174 | 20201301 | Forceps dissect Semken,120mm | 100
2131 | 2027/SPC/N/C/S/00174 | 20200203 | Forceps dissectingMacIndoe,s/j.150mm | 350
2132 | 2027/SPC/N/C/S/00174 | 20201302 | Forceps tissue SemkenDeli.1x2T 12.5cm | 100
2133 | 2027/SPC/N/C/S/00174 | 20200202 | Forceps dissecting MacIndoe150mmTC | 500
2134 | 2027/SPC/N/C/S/00174 | 20201303 | Forceps dissect SemkenDeli.1x2T 15cm | 100
2135 | 2027/SPC/N/C/S/00174 | 20200302 | Forceps dissectingWaugh145mm,Jaw 1.1mm | 280
2136 | 2027/SPC/N/C/S/00174 | 20200602 | Forceps dissect w/TC ins.std200mm | 80
2137 | 2027/SPC/N/C/S/00174 | 20201304 | Forceps tissue Semken155mm,Jaw 1.5mm | 80
2138 | 2027/SPC/N/C/S/00174 | 20201305 | Forceps tissue Semken 1.1mmwide, 145mm | 60
2139 | 2027/SPC/N/C/S/00174 | 20201306 | Forceps tissue Semken 1x2T12.5cm | 60
2140 | 2027/SPC/N/C/S/00174 | 20200303 | Forceps dissecting Waugh150mm 1x2T | 950
2141 | 2027/SPC/N/C/S/00174 | 20201307 | Forceps tissue Semken 1x2T15cm | 90
2142 | 2027/SPC/N/C/S/00174 | 20200803 | Forceps tissue J.Allis 5 x 6, 228mm | 300
2143 | 2027/SPC/N/C/S/00174 | 20200304 | Forceps dissecting Waugh 1x2T18cm | 370
2144 | 2027/SPC/N/C/S/00175 | 20201404 | Forceps Adson-Micro 1x2T ,st15cm | 120
2145 | 2027/SPC/N/C/S/00175 | 20201704 | Forceps dissectstandard,str,s/j,105mm | 120
2146 | 2027/SPC/N/C/S/00175 | 20201721 | Forceps tissue standard,150mm | 550
2147 | 2027/SPC/N/C/S/00175 | 20201706 | Forcepsdissect,standard,str,145mm | 180
2148 | 2027/SPC/N/C/S/00175 | 20201722 | Forceps tissue standard,130mm | 350
2149 | 2027/SPC/N/C/S/00175 | 20201900 | Forceps tissue GilliesDel.Cvd 7.5cm | 60
2150 | 2027/SPC/N/C/S/00175 | 20201501 | Forceps dissecting TC TumbObwegeser 18cm | 15
2151 | 2027/SPC/N/C/S/00175 | 20201601 | Forceps dissectingnon-tr/w/j TC 145mm | 45
2152 | 2027/SPC/N/C/S/00175 | 20201901 | Forceps tissue Gillies 150mm. | 100
2153 | 2027/SPC/N/C/S/00175 | 20201701 | Forcepsdissecting,stdpattern,18cm | 80
2154 | 2027/SPC/N/C/S/00175 | 20201401 | Forceps Adson-tissue 1x2T,18cm | 180
2155 | 2027/SPC/N/C/S/00175 | 20201702 | Forceps dissecting,stdpattern,14.5cm | 150
2156 | 2027/SPC/N/C/S/00175 | 20201705 | Forceps dissectstandard,str,150mm | 230
2157 | 2027/SPC/N/C/S/00175 | 20201403 | Forceps Adson-Microtissu,st1x2T 12cm | 130
2158 | 2027/SPC/N/C/S/00175 | 20201402 | Forceps Adson-Microtissubiemer 1x2T12cm | 60
2159 | 2027/SPC/N/C/S/00176 | 20202201 | Dissec. Forceps Bishop Harmon88mm ,ss | 15
2160 | 2027/SPC/N/C/S/00176 | 20202607 | Forcep Dissect. & TissueDe Bakey,ang.2.0 jaws | 80
2161 | 2027/SPC/N/C/S/00176 | 20202804 | Forceps dissect & ligature-Mixter 23cm | 55
2162 | 2027/SPC/N/C/S/00176 | 20202104 | Forceps dissec w/dis endPotts1.8mm185mm | 25
2163 | 2027/SPC/N/C/S/00176 | 20202608 | Forcep Dissect. & TissueDe Bakey,ang.2.8 jaws | 50
2164 | 2027/SPC/N/C/S/00176 | 20202802 | Forceps dissect & liga BabyMixter185mm | 80
2165 | 2027/SPC/N/C/S/00176 | 20202701 | Forceps dissect Baby MeekerRT-ANG,180mm | 65
2166 | 2027/SPC/N/C/S/00176 | 20202801 | Forceps dissect & ligature-Mixter 285mm | 60
2167 | 2027/SPC/N/C/S/00176 | 20202621 | Forceps dissect & tisDe-Bakey200mm1.5mm | 60
2168 | 2027/SPC/N/C/S/00176 | 20202800 | Forceps dissecting Babymixter,130mm s/s | 100
2169 | 2027/SPC/N/C/S/00176 | 20202803 | Forceps dissect & ligature-Mix-210mm | 65
2170 | 2027/SPC/N/C/S/00176 | 20202620 | Forceps dissect & tis DeBakey155mm2.0mm | 60
2171 | 2027/SPC/N/C/S/00176 | 20202623 | Forceps dissect & tisDe-Bakey200mm2.0mm | 70
2172 | 2027/SPC/N/C/S/00176 | 20202001 | Forceps dissect,Gerald,cvdtip,175mm,s/s | 30
2173 | 2027/SPC/N/C/S/00176 | 20202102 | Forceps dissecting PottsSmith,120mm | 50
2174 | 2027/SPC/N/C/S/00176 | 20202103 | Forceps dissec w/dis endPotts1.8mm160mm | 20
2175 | 2027/SPC/N/C/S/00176 | 20202624 | Forceps dissect &tisDe-Bakey155mm1.5mm | 110
2176 | 2027/SPC/N/C/S/00176 | 20202003 | Forceps dissect,Gerald,strtip,230mm | 25
2177 | 2027/SPC/N/C/S/00177 | 20206101 | Forceps tissue micrornd/hdl,ATJ150mm Ti | 35
2178 | 2027/SPC/N/C/S/00177 | 20206301 | Forceps micro w/platformst,0.2x6x180mm | 30
2179 | 2027/SPC/N/C/S/00177 | 20206201 | Forceps Tissue Micro 1mm,ringtip,180mm | 65
2180 | 2027/SPC/N/C/S/00177 | 20206202 | Forceps Tissue Micro 2mm,ringtip,180mm | 60
2181 | 2027/SPC/N/C/S/00177 | 20206501 | Forcep Tissue micro,De Bakey,1.8mm jaw,180mm | 60
2182 | 2027/SPC/N/C/S/00177 | 20206608 | Forceps micro curvedplatform 0.2-0.4mmx4mm,120mm | 15
2183 | 2027/SPC/N/C/S/00177 | 20205202 | Forceps tissue and Organgrasp 255mm,s/s | 80
2184 | 2027/SPC/N/C/S/00177 | 20206102 | Forceps tissue micrornd/hdl,ATJ180mm Ti | 40
2185 | 2027/SPC/N/C/S/00177 | 20206203 | Forcep Tissue Micro1mm r/tipd/du,180mm | 10
2186 | 2027/SPC/N/C/S/00177 | 20206204 | Forcep Tissue Micro1mm r/tipd/du,200mm | 25
2187 | 2027/SPC/N/C/S/00177 | 20205201 | Forceps tissue and Organgrasp 200mm,s/s | 25
2188 | 2027/SPC/N/C/S/00177 | 20206606 | Forceps micro curvedplatform 0.2-0.4mmx6mm,180mm | 15
2189 | 2027/SPC/N/C/S/00177 | 20206607 | Forceps micro straight,platform,0.2-0.4mmx4mm,120mm | 20
2190 | 2027/SPC/N/C/S/00177 | 20206612 | Forceps, De Bakey 1-2.5mm jaws220mm | 60
2191 | 2027/SPC/N/C/S/00177 | 20205301 | Forceps Collier curv19.1cm | 15
2192 | 2027/SPC/N/C/S/00178 | 13501420 | Covered Coronary Stent for Emergency use. | 175
2193 | 2027/SPC/N/C/S/00182 | 20303150 | Scissors Micro,springf/hanl,120/125ang | 20
2194 | 2027/SPC/N/C/S/00182 | 20303151 | Scissors Micro,spring,f/h,25angled | 25
2195 | 2027/SPC/N/C/S/00182 | 20303152 | Scissors Micro,spring,f/h,45angled | 35
2196 | 2027/SPC/N/C/S/00182 | 20303153 | Scissors Micro,spring,f/h,60angled | 30
2197 | 2027/SPC/N/C/S/00182 | 20303154 | Scissors Micro,spring,f/h,90angled | 20
2198 | 2027/SPC/N/C/S/00182 | 20303155 | Scissors Micro,springr/h,120/125angl | 25
2199 | 2027/SPC/N/C/S/00182 | 20303156 | Scissors Micro,spring,r/h,25angle | 15
2200 | 2027/SPC/N/C/S/00182 | 20303157 | Scissors Micro,spring,r/h,45angled | 25
2201 | 2027/SPC/N/C/S/00182 | 20303158 | Scissors Micro,spring,r/h,60angled | 20
2202 | 2027/SPC/N/C/S/00182 | 20303159 | Scissors Micro,spring,r/h,90angled | 17
2203 | 2027/SPC/N/C/S/00182 | 20303201 | Scissors Micro,Ball typespring , 45 degree | 13
2204 | 2027/SPC/N/C/S/00182 | 20303202 | Scissors Micro,Ball typespring , 60 degree | 15
2205 | 2027/SPC/N/C/S/00182 | 20304301 | Scissors VascularDiethrich,v.delic.25ang | 23
2206 | 2027/SPC/N/C/S/00182 | 20304302 | Scissors VascularDiethrich,v.delic.45ang | 25
2207 | 2027/SPC/N/C/S/00182 | 20304303 | Scissors VascularDiethrich,v.delic,60ang | 25
2208 | 2027/SPC/N/C/S/00182 | 20304304 | Scissors VascularDiethrich,v.delic,90deg | 20
2209 | 2027/SPC/N/C/S/00182 | 20304305 | Scissors VascularDiethrich,v.del120/125 | 20
2210 | 2027/SPC/N/C/S/00182 | 20305103 | Sciss.diss.serated/curved,wcut145mm | 30
2211 | 2027/SPC/N/C/S/00182 | 20303102 | Scissors Microspring cvd flathan.160mm | 30
2212 | 2027/SPC/N/C/S/00182 | 20303203 | Scissors Micro,Ball typespring , 125 degree | 5
2213 | 2027/SPC/N/C/S/00183 | 20300704 | Scissors Mayo type,170-190mmcvd,blunt | 1900
2214 | 2027/SPC/N/C/S/00183 | 20300705 | Scissors Mayo type,str,blunt,170-190 mm | 2200
2215 | 2027/SPC/N/C/S/00183 | 20300725 | Scissors dressing Mayo-Lexer,cvd,TC,16cm | 1000
2216 | 2027/SPC/N/C/S/00183 | 20300726 | Scissors dressing Mayo-Lexercud,TC,21cm | 600
2217 | 2027/SPC/N/C/S/00183 | 20300905 | Scissors Iris,b/psharp,c/flat,85mm | 350
2218 | 2027/SPC/N/C/S/00183 | 20301306 | Scissors, Nelson - Metzenbaumcvd T/C cutting edges,blunt,220-260mm,SS | 150
2219 | 2027/SPC/N/C/S/00183 | 20301401 | Scissors Metzanbaum baby,Cur,T/C 140mm-150mm | 340
2220 | 2027/SPC/N/C/S/00183 | 20301420 | Scissors Dissecting,Metzenbaum cvd 170-200mm | 370
2221 | 2027/SPC/N/C/S/00183 | 20301421 | Scissors Metzenbaum,very delicate,180 mm | 200
2222 | 2027/SPC/N/C/S/00183 | 20301423 | Scissors Metzenbaum Cvd. 145mm, fine tip | 500
2223 | 2027/SPC/N/C/S/00183 | 20301424 | Scissors Metzenbaum Cvd,round tip 145mm | 350
2224 | 2027/SPC/N/C/S/00183 | 20301435 | Scissors MetzenbaumFino,230mm,s/p | 110
2225 | 2027/SPC/N/C/S/00183 | 20301602 | Scissors Toenniss-Adson 7" | 160
2226 | 2027/SPC/N/C/S/00183 | 20302303 | Nasal scissors,Walter type,cvd,angl,140mm | 40
2227 | 2027/SPC/N/C/S/00183 | 20302701 | Scissors Cottle knapp plasticf/str.10.5 | 40
2228 | 2027/SPC/N/C/S/00183 | 20302803 | Scissors vasculPotts-Smith(Duracut) 25 | 100
2229 | 2027/SPC/N/C/S/00183 | 20302804 | Scissors vasculPotts-Smith(Duracut) 45 | 90
2230 | 2027/SPC/N/C/S/00183 | 20302901 | Scissors vascul Potts- DeMart 60deg | 90
2231 | 2027/SPC/N/C/S/00183 | 20302902 | Scissors vessel PottDe Martel45deg185mm | 70
2232 | 2027/SPC/N/C/S/00183 | 20302904 | Scissors vascular, Potts -DeMar 25deg | 65
2233 | 2027/SPC/N/C/S/00184 | 13501402 | Drug Eluting Coronary Stent, 2.5 mm diameter,28-30mm length,sterile. | 1800
2234 | 2027/SPC/N/C/S/00184 | 13501405 | Drug Eluting Coronary Stent,2.5 mm diameter,16-18mm length,sterile. | 1600
2235 | 2027/SPC/N/C/S/00184 | 13501409 | Drug Eluting Coronary Stent, 2.5 mm diameter,19-21mm length,sterile. | 1800
2236 | 2027/SPC/N/C/S/00184 | 13501412 | Drug Eluting Coronary Stent, 2.5 mm diameter,31-33mm length,sterile. | 1250
2237 | 2027/SPC/N/C/S/00184 | 13501416 | Drug Eluting Coronary Stent, 2.25 mm diameter,16-18mm length,sterile. | 600
2238 | 2027/SPC/N/C/S/00184 | 13501414 | Drug Eluting Coronary Stent, 2.5 mm diameter,48mm length,sterile. | 900
2239 | 2027/SPC/N/C/S/00184 | 13501413 | Drug Eluting Coronary Stent, 2.5 mm diameter,38mm length,sterile. | 750
2240 | 2027/SPC/N/C/S/00185 | 13501501 | Drug Eluting Coronary Stent, 2.75 mm diameter,22-23 mm length,sterile. | 1800
2241 | 2027/SPC/N/C/S/00185 | 13501504 | Drug Eluting Coronary Stent,2.75 mm diameter,28-29mm length,sterile. | 800
2242 | 2027/SPC/N/C/S/00185 | 13501507 | Drug Eluting Coronary Stent,2.75 mm diameter,38mm length,sterile. | 700
2243 | 2027/SPC/N/C/S/00185 | 13501508 | Drug Eluting Coronary Stent,2.75 mm diameter,48mm length,sterile. | 1200
2244 | 2027/SPC/N/C/S/00185 | 13501510 | Drug Eluting Coronary Stent,2.75 mm diameter,19-21mm length,sterile. | 1000
2245 | 2027/SPC/N/C/S/00185 | 13501502 | Drug Eluting Coronary Stent, 2.75 mm diameter,24-25mm length,sterile. | 1800
2246 | 2027/SPC/N/C/S/00185 | 13501506 | Drug Eluting Coronary Stent,2.75 mm diameter,32-33mm length,sterile. | 1200
2247 | 2027/SPC/N/C/S/00186 | 13501604 | Drug Eluting Coronary Stent, 3.0 mm diameter,24-25mm length,sterile. | 1375
2248 | 2027/SPC/N/C/S/00186 | 13501606 | Drug Eluting Coronary Stent, 3.0 mm diameter,30-31mm length,sterile. | 1900
2249 | 2027/SPC/N/C/S/00186 | 13501607 | Drug Eluting Coronary Stent, 3.0 mm diameter,34-35mm length,sterile. | 1200
2250 | 2027/SPC/N/C/S/00186 | 13501608 | Drug Eluting Coronary Stent,3.0 mm diameter,36-37mm length,sterile. | 950
2251 | 2027/SPC/N/C/S/00186 | 13501609 | Drug Eluting Coronary Stent, 3.0 mm diameter,38mm length,sterile. | 1300
2252 | 2027/SPC/N/C/S/00186 | 13501611 | Drug Eluting Coronary Stent, 3.0 mm diameter,48mm length,sterile. | 950
2253 | 2027/SPC/N/C/S/00186 | 13501612 | Drug Eluting Coronary Stent,3.0 mm diameter,22-23mm length,sterile. | 1500
2254 | 2027/SPC/N/C/S/00186 | 13501602 | Drug Eluting Coronary Stent, 3.0 mm diameter,18-19mm length,sterile. | 1000
2255 | 2027/SPC/N/C/S/00186 | 13501605 | Drug Eluting Coronary Stent, 3.0 mm diameter,26-27mm length,sterile. | 1000
2256 | 2027/SPC/N/C/S/00186 | 13501610 | Drug Eluting Coronary Stent, 3.0 mm diameter,40mm length,sterile. | 800
2257 | 2027/SPC/N/C/S/00186 | 13501601 | Drug Eluting Coronary Stent,3.0 mm diameter,16-17mm length,sterile. | 1250
2258 | 2027/SPC/N/C/S/00187 | 13501701 | Drug Eluting Coronary Stent,3.5 mm diameter,12-15mm length,sterile. | 750
2259 | 2027/SPC/N/C/S/00187 | 13501702 | Drug Eluting Coronary Stent,3.5 mm diameter,16-18mm length,sterile. | 350
2260 | 2027/SPC/N/C/S/00187 | 13501704 | Drug Eluting Coronary Stent, 3.5 mm diameter,22-23mm length,sterile. | 700
2261 | 2027/SPC/N/C/S/00187 | 13501706 | Drug Eluting Coronary Stent,3.5 mm diameter,26-27mm length,sterile. | 200
2262 | 2027/SPC/N/C/S/00187 | 13501709 | Drug Elu.stent 3.5mm dia.32-33mm length, sterile | 450
2263 | 2027/SPC/N/C/S/00188 | 13501801 | Drug Eluting Coronary Stent,4.0mm diameter,12-13mm length,sterile. | 350
2264 | 2027/SPC/N/C/S/00188 | 13501804 | Drug Eluting Coronary Stent, 4.0 mm diameter,19-21mm length,sterile. | 100
2265 | 2027/SPC/N/C/S/00190 | 13507710 | Angiographic Catheter, Right Coronary, Judkin type or similar, size 4F, curve style JR 3.5, 100cm - 110cm | 75
2266 | 2027/SPC/N/C/S/00190 | 13507714 | Angiographic Catheter, Right Coronary, Judkin type or similar, size 5F, curve style JR 3.5, 100cm - 110cm length, sterile. | 2500
2267 | 2027/SPC/N/C/S/00190 | 13507715 | Angiographic Catheter, Right Coronary, Judkin type or similar, size 5F, curve style JR 4, 100cm - 110cm length, sterile. | 250
2268 | 2027/SPC/N/C/S/00190 | 13507723 | Angiographic Catheter, Left Coronary, Judkin type or similar, size 4F, curve style JL 3.5, 100cm - 110cm length, sterile | 50
2269 | 2027/SPC/N/C/S/00190 | 13507729 | Angio. Cath. Left Coronary, Judkin type or similar, size 5F, curve style JL 3.5, 100cm - 110cm | 2750
2270 | 2027/SPC/N/C/S/00190 | 13507730 | Angiographic Catheter, Left Coronary, Judkin type or similar, size 5F, curve style JL 4, 100cm - 110cm length, sterile. | 375
2271 | 2027/SPC/N/C/S/00190 | 13512505 | Coro.Guid.Cath.L,Left, Judkin type or similar, size 7F, Inner diameter > 0.081", curve style JL 3.5, 100-120cm | 250
2272 | 2027/SPC/N/C/S/00190 | 13513401 | Coro.Guid.Cath.Right, Judkin type or similar, size 5F, Inner diameter > 0.058", curve style JR 3.5, 100cm - 120cm | 375
2273 | 2027/SPC/N/C/S/00190 | 13513813 | Coro. Guid. Cath.Right, Judkin type or similar, size 6F, Inner diameter > 0.071", curve style JR 3.5, 100cm - 120cm | 11000
2274 | 2027/SPC/N/C/S/00190 | 13513818 | Coro. Guid. Cath.Right, Judkin type or similar, size 7F, Inner diameter > 0.081", curve style JR 3.5, 100cm - 120cm length, with out side holes | 400
2275 | 2027/SPC/N/C/S/00190 | 13507704 | Angiographic Catheter, Paediatric, Right Coronary, Judkin type or similar, size 4F, curve style JR 3, 60cm - 80cm | 1
2276 | 2027/SPC/N/C/S/00190 | 13512502 | Coro.Guid.Cath.Left, Judkin type or similar, size 6F, Inner diameter > 0.071", curve style JL 3.5, 100cm - 120cm l | 1000
2277 | 2027/SPC/N/C/S/00192 | 13508304 | Angiographic Catheter.pigtail, size 6F, straight,110cm -120cm | 850
2278 | 2027/SPC/N/C/S/00192 | 13508303 | Angiographic Catheterpigtail, size 5F, straight, 100cm - 110cm | 850
2279 | 2027/SPC/N/C/S/00192 | 13508302 | AngiographicCath.pigtail,st.4F100-110cm | 370
2280 | 2027/SPC/N/C/S/00193 | 13508607 | Angiographic Catheter, Right Coronary, Amplazter type or similar, size 5F, curve style AR 2, 100cm - 110cm length, sterile. | 500
2281 | 2027/SPC/N/C/S/00193 | 13508617 | Angiographic Catheter, Left Coronary, Amplazter type or similar, size 5F, curve style AL 2, 100cm - 110cm length, sterile. | 275
2282 | 2027/SPC/N/C/S/00193 | 13509805 | Coronary Guiding Cath.Left, Amplazter type or similar, size 6F, Inner diameter > 0.071", curve style AL 1, 100cm - 120cm | 375
2283 | 2027/SPC/N/C/S/00193 | 13510806 | Coronary Guiding Cath.Left, Amplazter type or similar, size 7F, Inner diameter > 0.081", curve style AL 1, 100cm - 120cm | 140
2284 | 2027/SPC/N/C/S/00193 | 13511003 | Coronary Guiding Cath.Right, Amplazter type or similar, size 6F, Inner diameter > 0.071", curve style AR 1, 100cm - 120cm l | 450
2285 | 2027/SPC/N/C/S/00193 | 13508616 | Angiographic Catheter, Left Coronary, Amplazter type or similar, size 5F, curve style AL 1, 100cm - 110cm length, sterile. | 400
2286 | 2027/SPC/N/C/S/00194 | 13509000 | Angiographic Catheter, NIH type or similar, with 4 - 6 side holes, size 4F, 60cm - 80cm | 90
2287 | 2027/SPC/N/C/S/00194 | 13509101 | Angio. Catheter, Berman type or similar, size 5F, 60cm - 80cm | 12
2288 | 2027/SPC/N/C/S/00194 | 13509200 | Angiographic Catheter, NIH type or similar, with 4 - 6 side holes, size 5F, 60cm - 80cm | 180
2289 | 2027/SPC/N/C/S/00194 | 13509300 | Angiographic Catheter, RIM type or similar, size 4F, 60cm - 110cm | 30
2290 | 2027/SPC/N/C/S/00194 | 13509301 | Angiographic Catheter, RIM type or similar, size 5F, 110cm - 120cm | 30
2291 | 2027/SPC/N/C/S/00198 | 13509606 | Angio. Catheter, TIG, size 5F, 110cm (approx.) | 20000
2292 | 2027/SPC/N/C/S/00198 | 13511301 | Coronary Guiding Cath.Backup Left, size 6F, Inner diameter > 0.071", curve style BL 3, with out side holes, 100cm - 120cm | 1650
2293 | 2027/SPC/N/C/S/00198 | 13511401 | Coronary Guiding Cath .Backup Left, size 6F, Inner diameter > 0.071", curve style BL 3.5, 100cm - 120cm length, with out side holes, | 75
2294 | 2027/SPC/N/C/S/00198 | 13511402 | Coronary Guiding Cath. Backup Left, size 6F, Inner diameter > 0.071", curve style BL 3.5, 100cm - 120cm length, with out side holes, | 250
2295 | 2027/SPC/N/C/S/00199 | 13513002 | Coro. Guid. Cath.Extra Support type, size 6F, curve style XB 3, 100cm - 120cm | 20000
2296 | 2027/SPC/N/C/S/00199 | 13513003 | Coro. Guid. Cath.Extra Support type, size 6F, curve style XB 3.5,100cm - 120cm | 500
2297 | 2027/SPC/N/C/S/00199 | 13513005 | Coro. Guid. Cath.Extra Support type, size 7F, curve style XB 3, 100cm - 120cm | 400
2298 | 2027/SPC/N/C/S/00199 | 13513006 | Coro. Guid. Cath .Extra Support type, size 7F, curve style XB 3.5, 100cm - 120cm | 140
2299 | 2027/SPC/N/C/S/00200 | 13513102 | Coro. Guid. Cath.Extra Backup type (EBU), size 6F, curve style EBU 3.0, 100cm - 120cm. | 4500
2300 | 2027/SPC/N/C/S/00200 | 13513213 | Coro. Guid. Catheter Coronary Micro type, size 1.8F, 150cm (approx.) | 575
2301 | 2027/SPC/N/C/S/00200 | 13513215 | Guidesilla- Guide Extention Catheter,6F,25cm,Boston Scientific or similar. | 475
2302 | 2027/SPC/N/C/S/00200 | 13513106 | Coro. Guid. Cath. Extra Backup type (EBU), size 7F, curve style EBU 3.5, 100cm - 120cm | 200
2303 | 2027/SPC/N/C/S/00201 | 13514101 | Wedge Pressure Balloon Catheter, with two lumen, size 5F, 100cm - 110cm | 20
2304 | 2027/SPC/N/C/S/00201 | 13514103 | Wedge Pressure Balloon Catheter, with two lumen, size 6F, 100cm - 110cm | 25
2305 | 2027/SPC/N/C/S/00202 | 13514200 | Percutaneous Introducer Set,with side arm, haemostatic valve and guidewire, size 4F, 7cm - 7.5cm length, sterile. | 150
2306 | 2027/SPC/N/C/S/00202 | 13514201 | Percutaneous Introducer Set with side arm, haemostatic valve and guidewire, size 5F, 7cm - 7.5cm length. | 2000
2307 | 2027/SPC/N/C/S/00202 | 13514202 | Percutaneous Introducer Set,with side arm, haemostatic valve and guidewire, size 6F, 7cm - 7.5cm length, sterile. | 30000
2308 | 2027/SPC/N/C/S/00202 | 13514301 | Percutaneous Introducer Set, adult size, with side arm, haemostatic valve and guidewire, size 6F, 10cm (approx.) length, sterile. | 10000
2309 | 2027/SPC/N/C/S/00202 | 13514302 | Percutaneous Introducer Set, adult size, with side arm, haemostatic valve and guidewire, size 7F, 10cm (approx.) length, sterile. | 1700
2310 | 2027/SPC/N/C/S/00202 | 13514303 | Percutaneous Introducer Set, adult size, with side arm, haemostatic valve and guidewire, size 8F, 10cm (approx.) length, sterile. | 1800
2311 | 2027/SPC/N/C/S/00202 | 13514305 | Percutaneous Introducer Set, adult size, with side arm, haemostatic valve and guidewire, size 10F, 10cm (approx.) length, sterile. | 160
2312 | 2027/SPC/N/C/S/00202 | 13514306 | Percutaneous Introducer Set, adult size, with side arm, haemostatic valve and guidewire, size 12F, 10cm (approx.) length, sterile. | 60
2313 | 2027/SPC/N/C/S/00202 | 13514304 | Percutaneous Introducer Set, adult size, with side arm, haemostatic valve and guidewire, size 9F, 10cm (approx.) length, sterile. | 0
2314 | 2027/SPC/N/C/S/00202 | 13514300 | Percutaneous Introducer Set, adult size, with side arm, haemostatic valve and guidewire, size 5F, 10cm (approx.) length, sterile. | 0
2315 | 2027/SPC/N/C/S/00203 | 13514602 | Delivery System for ASD device, with delivery cable, side arm, and haemostat valve, size 8F, 80cm (approx.) length, guidewire of size 0.89mm (0.035") diameter or above, | 70
2316 | 2027/SPC/N/C/S/00203 | 13514603 | Delivery System for ASD device, with delivery cable, side arm, and haemostat valve, size 9F, 80cm (approx.) length, guidewire of size 0.89mm (0.035") diameter or above. | 150
2317 | 2027/SPC/N/C/S/00203 | 13514604 | Delivery System for ASD device, with delivery cable, side arm, and haemostat valve, size 10F, 80cm (approx.) length, guidewire of size 0.89mm (0.035") diameter or above. | 400
2318 | 2027/SPC/N/C/S/00203 | 13514605 | Delivery System for ASD device, with delivery cable, side arm, and haemostat valve, size 12F, 80cm (approx.) length, guidewire of size 0.89mm (0.035") diameter or above. | 350
2319 | 2027/SPC/N/C/S/00203 | 13514700 | Delivery System for PDA device of ADO I type, with delivery cable, side arm, and haemostat valve, size 6F, 80cm (approx.) length, guidewire of size 0.89mm (0.035") diameter or above. | 50
2320 | 2027/SPC/N/C/S/00203 | 13514701 | Delivery System for PDA device of ADO I type, with delivery cable, side arm, and haemostat valve, size 7F, 80cm (approx.) length, guidewire of size 0.89mm (0.035") diameter or above, | 20
2321 | 2027/SPC/N/C/S/00203 | 13515200 | Delivery System for Detachable Embolization Coils, for Cook Flipper type coils, size 2.6F, 110cm (approx.) length, sterile. | 2
2322 | 2027/SPC/N/C/S/00204 | 13515213 | Vascular Plug, Amplatzer vascular plug type II, compatible with 4F sheaths or 5F guide catheters, size 12mm x 9mm, | 3
2323 | 2027/SPC/N/C/S/00204 | 13515214 | Vascular Plug, Amplatzer vascular plug type II, compatible with 4F sheaths or 5F guide catheters, size 14mm x 10mm, | 3
2324 | 2027/SPC/N/C/S/00204 | 13515217 | Vascular Plug, Amplatzer vascular plug type II, compatible with 4F sheaths or 5F guide catheters, size 20mm x 16mm, | 1
2325 | 2027/SPC/N/C/S/00204 | 13515218 | Vascular Plug, Amplatzer vascular plug type II, compatible with 4F sheaths or 5F guide catheters, size 22mm x 18mm, | 1
2326 | 2027/SPC/N/C/S/00205 | 13515306 | ASD Occlusion Device, Amplatzer type or similar, size 10mm, sterile. | 30
2327 | 2027/SPC/N/C/S/00205 | 13515308 | ASD Occlusion Device, Amplatzer type or similar, size 12mm, sterile. | 35
2328 | 2027/SPC/N/C/S/00205 | 13515309 | ASD Occlusion Device, Amplatzer type or similar, size 13mm, sterile. | 5
2329 | 2027/SPC/N/C/S/00205 | 13515310 | ASD Occlusion Device, Amplatzer type or similar, size 14mm, sterile. | 150
2330 | 2027/SPC/N/C/S/00205 | 13515311 | ASD Occlusion Device, Amplatzer type or similar, size 15mm, sterile. | 160
2331 | 2027/SPC/N/C/S/00205 | 13515312 | ASD Occlusion Device, Amplatzer type or similar, size 16mm, sterile. | 175
2332 | 2027/SPC/N/C/S/00205 | 13515313 | ASD Occlusion Device, Amplatzer type or similar, size 17mm, sterile. | 170
2333 | 2027/SPC/N/C/S/00205 | 13515314 | ASD Occlusion Device, Amplatzer type or similar, size 18mm, sterile. | 200
2334 | 2027/SPC/N/C/S/00205 | 13515315 | ASD Occlusion Device, Amplatzer type or similar, size 19mm, sterile. | 125
2335 | 2027/SPC/N/C/S/00205 | 13515316 | ASD Occlusion Device, Amplatzer type or similar, size 20mm, sterile. | 175
2336 | 2027/SPC/N/C/S/00205 | 13515317 | ASD Occlusion DeviceAmplatzer ty.22mm | 175
2337 | 2027/SPC/N/C/S/00205 | 13515318 | ASD Occlusion Device, Amplatzer type or similar, size 24mm, sterile. | 160
2338 | 2027/SPC/N/C/S/00205 | 13515319 | ASD Occlusion Device, Amplatzer type or similar, size 26mm, sterile. | 125
2339 | 2027/SPC/N/C/S/00205 | 13515320 | ASD Occlusion Device, Amplatzer type or similar, size 28mm, sterile. | 100
2340 | 2027/SPC/N/C/S/00205 | 13515321 | ASD Occlusion Device, Amplatzer type or similar, size 30mm, sterile. | 40
2341 | 2027/SPC/N/C/S/00205 | 13515322 | ASD Occlusion Device, Amplatzer type or similar, size 32mm, sterile. | 35
2342 | 2027/SPC/N/C/S/00205 | 13515400 | ASD Occlusion Device, Multifenestrated type or similar, size 18mm, sterile. | 12
2343 | 2027/SPC/N/C/S/00205 | 13515401 | ASD Occlusion Device, Multifenestrated type or similar, size 25mm, sterile. | 18
2344 | 2027/SPC/N/C/S/00205 | 13515402 | ASD Occlusion Device, Multifenestrated type or similar, size 30mm, sterile. | 18
2345 | 2027/SPC/N/C/S/00205 | 13515403 | ASD Occlusion Device, Multifenestrated type or similar, size 35mm, sterile. | 10
2346 | 2027/SPC/N/C/S/00206 | 13515500 | ASD Occlusion Device, Patent Foramen Ovale (PFO), size 18mm, sterile. | 10
2347 | 2027/SPC/N/C/S/00206 | 13515501 | ASD Occlusion Device, Patent Foramen Ovale (PFO), size 25mm, sterile. | 15
2348 | 2027/SPC/N/C/S/00206 | 13515502 | ASD Occlusion Device, Patent Foramen Ovale (PFO), size 30mm, sterile. | 15
2349 | 2027/SPC/N/C/S/00206 | 13515503 | ASD Occlusion Device, Patent Foramen Ovale (PFO), size 35mm, sterile. | 1
2350 | 2027/SPC/N/C/S/00207 | 13515601 | PDA Occlusion Device, Amplatzer type or similar, size 6mm x 4mm, | 100
2351 | 2027/SPC/N/C/S/00207 | 13515602 | PDA Occlusion Device, Amplatzer type or similar, size 8mm x 6mm, | 115
2352 | 2027/SPC/N/C/S/00207 | 13515600 | PDA Occlusion Device, Amplatzer type or similar, size 5mm x 4mm, | 0
2353 | 2027/SPC/N/C/S/00208 | 13516101 | Embolisation Coil, Cooks type or similar, MRI compatible, 0.97mm (0.038") diameter, size 5mm x 5cm, | 50
2354 | 2027/SPC/N/C/S/00208 | 13516301 | Embolisation Coil, detachable, 0.89mm (0.035") diameter, Cooks type or similar, MRI compatible, size 5mm x 6cm, sterile. | 10
2355 | 2027/SPC/N/C/S/00208 | 13516100 | Embolisation Coil, Cooks type or similar, MRI compatible, 0.97mm (0.038") diameter, size 3mm x 5cm, | 15
2356 | 2027/SPC/N/C/S/00209 | 13516400 | Ball. Dila.Cath.for Valvuloplasty, low profile, Tyshak II type or similar, size 4mm x 2cm, compatible with size 4F introducer sheath, | 10
2357 | 2027/SPC/N/C/S/00209 | 13516401 | Ball. Dila.Cath. for Valvuloplasty, low profile, Tyshak II type or similar, size 5mm x 2cm, compatible with size 4F introducer sheath, | 10
2358 | 2027/SPC/N/C/S/00209 | 13516402 | Ball. Dila.Cath. for Valvuloplasty, low profile, Tyshak II type or similar, size 6mm x 2cm, compatible with size 4F introducer sheath, | 10
2359 | 2027/SPC/N/C/S/00209 | 13516404 | Ball. Dila.Cath.for Valvuloplasty, low profile, Tyshak II type or similar, size 8mm x 2cm, compatible with size 4F introducer sheath | 10
2360 | 2027/SPC/N/C/S/00209 | 13516500 | Ball. Dila.Cath.forValvuloplasty, low profile, Tyshak II type or similar, size 9mm x 2cm, compatible with size 5F introducer sheath, | 10
2361 | 2027/SPC/N/C/S/00209 | 13516501 | Ball. Dila.Cath.Valvuloplasty, low profile, Tyshak II type or similar, size 10mm x 2cm, compatible with size 5F introducer sheath, | 10
2362 | 2027/SPC/N/C/S/00209 | 13516502 | Ball. Dila.Cath.for Valvuloplasty, low profile, Tyshak II type or similar, size 12mm x 2cm, compatible with size 5F introducer sheath, | 20
2363 | 2027/SPC/N/C/S/00209 | 13516600 | Ball. Dila.Cath.for for Valvuloplasty, low profile, Tyshak II type or similar, size 13mm x 2cm, compatible with size 6F introducer sheath, | 10
2364 | 2027/SPC/N/C/S/00209 | 13516701 | Ball. Dila.Cath.Valvuloplasty, low profile, Tyshak II type or similar, size 9mm x 3cm, compatible with size 5F introducer sheath, | 2
2365 | 2027/SPC/N/C/S/00209 | 13516702 | Ball. Dila.Cath.for Valvuloplasty, low profile, Tyshak II type or similar, size 10mm x 3cm, compatible with size 5F introducer sheath, | 2
2366 | 2027/SPC/N/C/S/00209 | 13516703 | Ball. Dila.Cath.for Valvuloplasty, low profile, Tyshak II type or similar, size 12mm x 3cm, compatible with size 5F introducer sheath, | 10
2367 | 2027/SPC/N/C/S/00209 | 13516800 | Ball. Dila.Cath.or Valvuloplasty, low profile, Tyshak II type or similar, size 13mm x 3cm, compatible with size 6F introducer sheath, | 3
2368 | 2027/SPC/N/C/S/00209 | 13516900 | Ball. Dila.Cath.for Valvuloplasty, low profile, Tyshak II type or similar, size 14mm x 3cm, compatible with size 7F introducer sheath | 6
2369 | 2027/SPC/N/C/S/00209 | 13516902 | Ball. Dila.Cath. for Valvuloplasty, low profile, Tyshak II type or similar, size 16mm x 3cm, compatible with size 7F introducer sheath, | 10
2370 | 2027/SPC/N/C/S/00209 | 13516903 | Ball. Dila.Cath.for Valvuloplasty, low profile, Tyshak II type or similar, size 17mm x 3cm, compatible with size 7F introducer sheath, | 10
2371 | 2027/SPC/N/C/S/00209 | 13517000 | Ball. Dila.Cath.for Valvuloplasty, low profile, Tyshak II type or similar, size 18mm x 3cm, compatible with size 8F introducer sheath, | 8
2372 | 2027/SPC/N/C/S/00209 | 13517001 | Ball. Dila.Cath.for Valvuloplasty, low profile, Tyshak II type or similar, size 20mm x 3cm, compatible with size 8F introducer sheath, | 8
2373 | 2027/SPC/N/C/S/00209 | 13517002 | Ball. Dila.Cath.for Valvuloplasty, low profile, Tyshak II type or similar, size 22mm x 3cm, compatible with size 8F introducer sheath | 7
2374 | 2027/SPC/N/C/S/00209 | 13517100 | Balloon Dilatation Catheter for Valvuloplasty, low profile, Tyshak II type or similar, size 23mm x 3cm, compatible with size 9F introducer sheath. | 4
2375 | 2027/SPC/N/C/S/00209 | 13517101 | Ball. Dila.Cath.Valvuloplasty, low profile, Tyshak II type or similar, size 25mm x 3cm, compatible with size 9F introducer sheath. | 5
2376 | 2027/SPC/N/C/S/00209 | 13517501 | Ball. Dila.Cath.Valvuloplasty, low profile, Tyshak II type or similar, size 20mm x 4cm, compatible with size 8F introducer sheath, | 1
2377 | 2027/SPC/N/C/S/00209 | 13517502 | Ball. Dila.Cath.Valvuloplasty, low profile, Tyshak II type or similar, size 22mm x 4cm, compatible with size 8F introducer sheath | 1
2378 | 2027/SPC/N/C/S/00209 | 13517600 | Ball. Dila.Cath.for Valvuloplasty, low profile, Tyshak II type or similar, size 23mm x 4cm, compatible with size 9F introducer sheath, | 4
2379 | 2027/SPC/N/C/S/00209 | 13516700 | Ball. Dil.Cat.for for Valvuloplasty, low profile, Tyshak II type or similar, size 8mm x 3cm, compatible with size 4F/5F introducer sheath, | 3
2380 | 2027/SPC/N/C/S/00209 | 13517500 | Ball. Dila.Cath.forfor Valvuloplasty, low profile, Tyshak II type or similar, size 18mm x 4cm, compatible with size 8F introducer sheath, | 2
2381 | 2027/SPC/N/C/S/00209 | 13516403 | Balloon Dilatation Catheter for Valvuloplasty, low profile, Tyshak II type or similar, size 7mm x 2cm, compatible with size 4F introducer sheath, | 10
2382 | 2027/SPC/N/C/S/00210 | 13522000 | Ball. Dila.Cath.forSeptostomy, Medtronic type or similar, size 5F,compatible with size 5F - 7F introducer sheath, | 10
2383 | 2027/SPC/N/C/S/00210 | 13522001 | Balloon Dilatation Catheter for Septostomy, Medtronic type or similar, size 6F,compatible with size 5F - 7F introducer sheath. | 10
2384 | 2027/SPC/N/C/S/00210 | 13522100 | Ball. Dila.Cath. for Septostomy, over the wire type,Numed Z5 Atrioseptostomy type or similar, size 9.5mm x 0.95cm, compatible with size 5F introducer sheath. | 20
2385 | 2027/SPC/N/C/S/00210 | 13522101 | Ball. Dila.Cath. for Septostomy, over the wire type,Numed Z5 Atrioseptostomy type or similar, size 13.5mm x 1.35cm, compatible with size 6F introducer sheath, | 15
2386 | 2027/SPC/N/C/S/00211 | 13522200 | Ball. Dila.Cath.for PTMC Toray Inoue balloon type or similar, size 20mm x 70cm, compatible with size 12Fr introducer sheath, | 10
2387 | 2027/SPC/N/C/S/00211 | 13522201 | Ball. Dila.Cat.for PTMC Toray Inoue balloon type or similar, size 22mm x 70cm, compatible with size 12Fr introducer sheath | 40
2388 | 2027/SPC/N/C/S/00211 | 13522203 | Ball. Dila.Cath.for PTMC Toray Inoue balloon type or similar, size 24mm x 70cm, compatible with size 12Fr introducer sheath | 80
2389 | 2027/SPC/N/C/S/00211 | 13522205 | Ball. Dila.Cath.for PTMC TorayToray Inoue balloon type or similar, size 28mm x 70cm, compatible with size 12Fr introducer sheath. | 25
2390 | 2027/SPC/N/C/S/00211 | 13522204 | Ball. Dila.Cat.for PTMC Toray26mmx 70cm | 190
2391 | 2027/SPC/N/C/S/00212 | 13522406 | Ball. Dila.Cath.PTCA over the wire type, size 2.5mm x10mm, | 110
2392 | 2027/SPC/N/C/S/00212 | 13522402 | Ball. Dila.Cath.over the wire type, size 2.0mm x10mm | 40
2393 | 2027/SPC/N/C/S/00213 | 13522501 | Ball. Dila.Catheter PTCA compliance type,Monorail,size 2mmx 10mm balloon. | 6000
2394 | 2027/SPC/N/C/S/00213 | 13522502 | Ball. Dila.Cath. PTCA for Percutaneous Transluminal Coronary Angioplasty (PTCA),compliance type,Monorail, size 2mmx 15mm balloon | 6500
2395 | 2027/SPC/N/C/S/00213 | 13522702 | Ball. Dila.Cat.PTCACompliance 2.5x12mm | 4300
2396 | 2027/SPC/N/C/S/00213 | 13523127 | Ball. Dila. Cath.non compliance type, Monorail,size 5.0 x 8mm balloon. | 200
2397 | 2027/SPC/N/C/S/00213 | 13523201 | Ball. Dila.Cat.PTCA non compliance type,monorail,size 2.5mm x 10mm balloon | 3000
2398 | 2027/SPC/N/C/S/00214 | 13523202 | Balloon Dia.Cath. PTCA,monorail, non compliance type, size 2.5mm x 15mm balloon. | 3000
2399 | 2027/SPC/N/C/S/00214 | 13523300 | Ball. Dila.Cat.PTCA non compliance type,monorail,size 2.75mm x 8mm balloon. | 5000
2400 | 2027/SPC/N/C/S/00214 | 13523302 | Ball. Dila.Cat.PTCA non compliance type,Monorail, size 2.75mm x 12mm balloon. | 5000
2401 | 2027/SPC/N/C/S/00214 | 13523400 | Ball. Dila.Cat.PTCA non compliance type,Monorail, size 3.0mm x 8mm balloon. | 4000
2402 | 2027/SPC/N/C/S/00214 | 13523401 | Ball. Dila.Cat. PTCA non compliance type, Monorail,size 3.0mm x 10mm balloon | 2500
2403 | 2027/SPC/N/C/S/00214 | 13523403 | Ball. Dila.Cat.PTCA non compliance type,Monorail, size 3.0mm x 12mm balloon. | 4000
2404 | 2027/SPC/N/C/S/00214 | 13523501 | Ball. Dila.Cat. PTCA non compliance type, Monorail,size 3.25mm x 10mm balloon. | 1000
2405 | 2027/SPC/N/C/S/00214 | 13523600 | Ball. Dila.Cat.PTCA non compliance type,Monorail, size 3.5mm x 8mm balloon. | 1200
2406 | 2027/SPC/N/C/S/00214 | 13523601 | Ball. Dila.Cat.PTCA, Monorail,NonComplia.3.5x10mm | 900
2407 | 2027/SPC/N/C/S/00214 | 13523700 | Ball. Dila.Cat. PTCA , Monorail,non compliance type, size 4mm x 8mm balloon, | 500
2408 | 2027/SPC/N/C/S/00214 | 13523702 | Ball. Dila.Cat.PTCA , Monorail,non compliance type, size 4.5mm x8mm. | 200
2409 | 2027/SPC/N/C/S/00214 | 13523703 | Balloon Dilatation Catheter for Percutaneous Transluminal Coronary Angioplasty (PTCA), Monorail,non compliance type, size 4mm x 6mm balloon, sterile. | 300
2410 | 2027/SPC/N/C/S/00214 | 13523402 | Ball. Dila.Cat.PTCA non compliance type, Monorail,size 3.0mm x 15mm balloon. | 1500
2411 | 2027/SPC/N/C/S/00215 | 13523802 | Ball. Dila.Cath.PTCAC.Chronic Total Occlusion type monorail, size 1.5mm x 10mm balloon. | 1600
2412 | 2027/SPC/N/C/S/00215 | 13523806 | Ball. Dila.Catheter PTCA, Chronic Total Occlusion type,monarail size 1.00mm x 6mm | 1300
2413 | 2027/SPC/N/C/S/00216 | 13524001 | Guidewire, J tip, Amplatzer Super Stiff type or similar, stainless steel core,PTFE coated, size 0.97mm (0.038") diameter, 260cm - 300cm length, sterile. | 60
2414 | 2027/SPC/N/C/S/00216 | 13524101 | Guidewire Amplatzer typefixed noodle,0.035"x300cm | 70
2415 | 2027/SPC/N/C/S/00216 | 13524000 | Guidewire, J tip, Amplatzer Super Stiff type or similar, PTFE coated, size 0.89mm (0.035") diameter, 260cm - 300cm length, for Cardiology and Radiology. | 1700
2416 | 2027/SPC/N/C/S/00217 | 13524801 | Guidewire, J tip, Nitinol core, hydrophilic coated, Terumo guidewire M type or similar, size 0.81mm (0.032") diameter, 260cm - 300cm length, sterile. | 600
2417 | 2027/SPC/N/C/S/00217 | 13524900 | Guidewire, straight tip, Nitinol core, hydrophilic coated, Terumo guidewire M type or similar, size 0.81mm (0.032") diameter, 150cm - 190cm length, sterile. | 100
2418 | 2027/SPC/N/C/S/00217 | 13525000 | Guidewire, J tip Terumo M type or similar,size 0.89mm(0.035")diameter,150cm - 190cm, Cardiology and Radiology. | 7500
2419 | 2027/SPC/N/C/S/00217 | 13525001 | Guidewire, J tip Terumo M type or similar, size 0.89mm(0.035")diameter,260cm - 300cm, Cardiology and Radiology. | 2300
2420 | 2027/SPC/N/C/S/00217 | 13525200 | Guidewire, J tip Terumo M type or similar, size 0.97mm (0.038") diameter, 150cm - 190cm, Cardiology and Radiology. | 2500
2421 | 2027/SPC/N/C/S/00217 | 13524800 | Guidewire, J tip, Nitinol core, hydrophilic coated, Terumo guidewire M type or similar, size 0.81mm (0.032") diameter, 150cm - 190cm length, sterile. | 1900
2422 | 2027/SPC/N/C/S/00218 | 13525402 | Coronary Guidewire, Similar to Asahi Sion Blue, straight tip, size 0.36mm (0.014") diameter, 0.5 tip load, 175cm - 190cm length, sterile. | 7000
2423 | 2027/SPC/N/C/S/00218 | 13525404 | Coronary Guidewire, Similar to Asahi Sion, straight tip, size 0.36mm (0.014") diameter, 0.7 tip load, 175cm - 190cm length, sterile | 4000
2424 | 2027/SPC/N/C/S/00218 | 13525407 | Coronary Guidewire, Similar to Asahi Extension wire, straight tip, size 0.36mm (0.014") diameter, 150cm - 165cm length, sterile. | 750
2425 | 2027/SPC/N/C/S/00219 | 13526101 | Guidewire, J tip, stainless steel core, PTFE (similar to Teflon) coated size 0.81mm (0.032") diameter, 260cm - 300cm length, sterile. | 250
2426 | 2027/SPC/N/C/S/00219 | 13526400 | Guidewire, J tip, PTFE coated, size 0.89 mm (0.035") diameter 150cm - 190cm length, for Cardiology and Radiology. | 30000
2427 | 2027/SPC/N/C/S/00219 | 13526401 | Guidewire, J tip, stainless steel core, PTFE (similar to Teflon) coated size 0.89mm (0.035") diameter, 260cm - 300cm length, sterile. | 7000
2428 | 2027/SPC/N/C/S/00219 | 13526500 | Guidewire, straight tip, stainless steel core, PTFE (similar to Teflon) coated size 0.89mm (0.035") diameter, 150cm - 190cm length, sterile. | 1500
2429 | 2027/SPC/N/C/S/00219 | 13527001 | Coronary Guidewire, Similar to Roadrunner Extra support, straight tip, size 0.46mm (0.018") diameter, 175cm - 190cm length, sterile. | 60
2430 | 2027/SPC/N/C/S/00219 | 13527600 | Coronary Guidewire, Similar to Extra support, straight tip, size 0.36mm (0.014") diameter, 175cm - 190cm length, sterile. | 3000
2431 | 2027/SPC/N/C/S/00220 | 13528501 | Burrs with advancer for Rotational Atherectomy system,1.25G,1.5G and 1.75G | 50
2432 | 2027/SPC/N/C/S/00220 | 13528510 | Guide Wire and Clip - Flopping tip load 0.5,length 330cm for Rotational Atherectomy system | 50
2433 | 2027/SPC/N/C/S/00220 | 13528511 | Guide wire and and cup for extra support for Rotational Atherectomy system | 30
2434 | 2027/SPC/N/C/S/00221 | 13528802 | Coronary Guidewire, Similar to Fielder XT- R, straight tip, size 0.36mm (0.014") diameter, 0.5 tip load, 175cm - 190cm length, sterile. | 1600
2435 | 2027/SPC/N/C/S/00221 | 13528804 | Coronary Guidewire, Similar to Fielder XT - A, straight tip, size 0.36mm (0.014") diameter, 1.0 tip load, 175cm - 190cm length, sterile. | 2400
2436 | 2027/SPC/N/C/S/00221 | 13528810 | Coronary Guidewire, Similar to Grand Slam, straight tip, size 0.36mm (0.014") diameter, 0.7 tip load, 175cm - 190cm length, sterile. | 1200
2437 | 2027/SPC/N/C/S/00223 | 13529400 | Endovascular Snare, Amplatzer Goose neck type or similar, size 5mm, 120cm (approx.) length, with size 4F introducer, sterile. | 50
2438 | 2027/SPC/N/C/S/00223 | 13529401 | Endovascular Snare, Amplatzer Goose neck type or similar, size 10mm, 120cm (approx.) length, with size 5F introducer, sterile. | 80
2439 | 2027/SPC/N/C/S/00224 | 13529903 | Tubing for Pressure Monitoring, clear, non expanding, medical grade PVC, 105cm -150cm length, sterile. | 29000
2440 | 2027/SPC/N/C/S/00224 | 13530500 | Hemostasis Valve, with sideport tubing and 3-way stopcock. | 12000
2441 | 2027/SPC/N/C/S/00224 | 13530700 | Coronary Manifold, three port,high pressure | 14000
2442 | 2027/SPC/N/C/S/00224 | 13529702 | Tubing for Contrast Injection, clear, braided and flexible polyurethane or similar material, rated pressure 1200 psi, 80cm - 100cm length, sterile. | 1000
2443 | 2027/SPC/N/C/S/00225 | 13530100 | Inflation Device for PTCA, with 20ml - 25ml syringe capacity. | 16000
2444 | 2027/SPC/N/C/S/00225 | 13530200 | Y - Adapter with Touhy - Borst valve, with side arm, sterile. | 14000
2445 | 2027/SPC/N/C/S/00226 | 13590401 | Disposable Pullback Sled for motordrive. | 300
2446 | 2027/SPC/N/C/S/00226 | 13590201 | Intravascular Ultrasound(IVUS) catheter, Opticross 40 MH3 Coronary Imagine catheter-3.0Fx135cm. | 125
2447 | 2027/SPC/N/C/S/00227 | 13600000 | Percutaneous Introducer Set, with a long sheath of 40cm - 60cm, size 8F, SL 0 type or similar, with side arm, haemostat valve and compatible guidewire, | 6
2448 | 2027/SPC/N/C/S/00227 | 13600400 | Introducer Sheath for adult size transeptal needle, size 8F, 60cm - 80cm length, with side arm, haemostatic valve and compatible guidewire, | 40
2449 | 2027/SPC/N/C/S/00227 | 13600700 | Percutaneous Introducer Sheath, peel awy, size 5F, 7.0 cm - 7.5cm length | 25
2450 | 2027/SPC/N/C/S/00227 | 13605012 | Vascular sheath complete set with introducer and guide wires size 7F | 1200
2451 | 2027/SPC/N/C/S/00227 | 13605013 | Vascular sheath complete set with introducer and guide wires size 8F | 300
2452 | 2027/SPC/N/C/S/00227 | 13600300 | Transeptal Needle, adult, 18G, 70cm - 80cm | 220
2453 | 2027/SPC/N/C/S/00227 | 13600701 | Percutaneous Introducer Sheath, peel awy ,size 6F, 10cm length. | 700
2454 | 2027/SPC/N/C/S/00227 | 13605011 | Vascular sheath complete set with introducer and guide wires size 6F, sterile | 1000
2455 | 2027/SPC/N/C/S/00227 | 13600001 | Percutaneous Introducer Set, with a long sheath of 40cm - 60cm, size 8F, SL 1 type or similar, | 30
2456 | 2027/SPC/N/C/S/00227 | 13600002 | Percutaneous Introducer Set, with a long sheath of 40cm - 60cm, size 8F, SL 2 type or similar | 20
2457 | 2027/SPC/N/C/S/00228 | 13600801 | Temporary Pacemaker Electrode Catheter with RV curve, Bipolar, for paediatric, with venous introducer kit, size 5F | 400
2458 | 2027/SPC/N/C/S/00228 | 13601000 | Pacemaker Lead Extraction System, mechanical with locking stylet, dilator sheath, occlusion balloon and femoral snare sheath | 100
2459 | 2027/SPC/N/C/S/00228 | 13600900 | Temporary Pacemaker Electrode Catheter with RV curve, Bipolar, for adult, with venous introducer kit, size 6F | 2500
2460 | 2027/SPC/N/C/S/00229 | 13601201 | Ablation Catheter, with medium curve , size 7F, distal tip 8mm, bi - directional movement, | 25
2461 | 2027/SPC/N/C/S/00229 | 13601300 | Ablation Catheter, with small curve, size 5F, standard length, distal tip 4mm, | 15
2462 | 2027/SPC/N/C/S/00229 | 13601301 | Ablation Catheter, with medium curve , paediatric, size 5F | 15
2463 | 2027/SPC/N/C/S/00229 | 13601100 | Ablation Catheter, small Curve size 7F, distal tip 4mm,bi - directional movement | 35
2464 | 2027/SPC/N/C/S/00229 | 13601102 | Ablation Catheter, with large curve, size 7F, standard length, distal tip 4mm, bi - directional movement, | 20
2465 | 2027/SPC/N/C/S/00229 | 13601101 | Ablation Catheter, medium curve, 7F,distal tip 4mm, bi - directional movement, | 90
2466 | 2027/SPC/N/C/S/00230 | 13601800 | Diagnostic Catheter, fixed curve quadpolar, size 6F, standard length, | 40
2467 | 2027/SPC/N/C/S/00230 | 13602000 | Diagnostic Catheter, deca polar, deflectable medium sweep, size 6F, 2 - 5 - 2 mm electrode spacing | 75
2468 | 2027/SPC/N/C/S/00230 | 13602001 | Diagnostic Catheter, deca polar, deflectable large sweep, size 6F, 2 - 5 - 2 mm electrode spacing, | 20
2469 | 2027/SPC/N/C/S/00230 | 13602300 | Diagnostic Catheter, 16 - 20 polar, for atrial mapping, size 7F, 2 - 5 - 2 mm electrode spacing, standard length | 15
2470 | 2027/SPC/N/C/S/00230 | 13602700 | Compatible Connecting Cable for ablation catheter, length 210cm - 300cm | 5
2471 | 2027/SPC/N/C/S/00230 | 13603200 | Compatible Connecting Cable, for deflectable quad polar catheter. | 10
2472 | 2027/SPC/N/C/S/00230 | 13601900 | Diagnostic Catheter, quadpolar, deflectable type, size 6F, 2 - 5 - 2 mm electrode spacing, | 50
2473 | 2027/SPC/N/C/S/00230 | 13602900 | Compatible Connecting Cable, for Irrigated tip ablation catheter. | 5
2474 | 2027/SPC/N/C/S/00230 | 13603201 | Compatible Connecting Cable, for deflectable deca polar catheter. | 5
2475 | 2027/SPC/N/C/S/00230 | 13603000 | Connecting Cable, compatible with fixed quadpolar catheter. | 10
2476 | 2027/SPC/N/C/S/00231 | 13603600 | Grounding Pad for ablation therapy | 70
2477 | 2027/SPC/N/C/S/00231 | 13650101 | Electromagnetic Patches for 3D mapping system with compatible connector cables | 10
2478 | 2027/SPC/N/C/S/00232 | 13605101 | Diagnostic Catheter, deca polar, non deflectable medium sweep, size 6F, 2 - 5 - 2 mm electrode spacing | 35
2479 | 2027/SPC/N/C/S/00232 | 13605201 | unipolar epicardial lead 35cm-65cm | 30
2480 | 2027/SPC/N/C/S/00232 | 13605301 | Bipolar epicardial lead 35cm-65cm | 25
2481 | 2027/SPC/N/C/S/00233 | 13603700 | Permanent Pacemaker, Single Chamber, rate responsive, SSIR mode, including active fixation IS1 lead (58 - 63 cm) | 1000
2482 | 2027/SPC/N/C/S/00234 | 13603800 | Permanent Pacemaker, Dual Chamber, rate responsive, DDDR mode including IS1 active fixation leads (52 -63 cm - atrial & ventricular) | 900
2483 | 2027/SPC/N/C/S/00235 | 13604101 | Implantable Cardiovertor Defibrillator (ICD), Single Chamber,including DF1 ICD lead | 20
2484 | 2027/SPC/N/C/S/00235 | 13604200 | Implantable Cardiovertor Defibrillator (ICD), Dual Chamber, including Single coil ICD lead with DF4 connector and IS1 atrial lead | 50
2485 | 2027/SPC/N/C/S/00236 | 13603901 | Permanent Pacemaker, Biventricular, for (CRTP), Dual Chamber, rate responsive, MRI compatible DDDR mode,including active fixation atrial & right ventricular IS1 leads, over the wire left ventricular lead | 15
2486 | 2027/SPC/N/C/S/00236 | 13603801 | Permanent Pacemaker,Dual chamber,HIS Bundle pacing/left bundle including IS1 active fixation leads -atrial lead and His bundle/Left bundle | 100
2487 | 2027/SPC/N/C/S/00236 | 13603900 | Permanent Pacemaker, Biventricular for CRTP including active fixation atrial & right ventricular IS1 leads, left ventricular lead Quadripolar and passive configuration | 70
2488 | 2027/SPC/N/C/S/00236 | 13603902 | Permanent Pacemaker, Biventricular,for (CRTP), Dual Chamber including active fixation atrial & right ventricular IS1 leads, over the wire left ventricular lead | 5
2489 | 2027/SPC/N/C/S/00237 | 13604201 | Implantable Cardiovertor Defibrillator (ICD), Dual Chamber, DF1 ICD lead and compatible connector and IS1 atrial lead | 20
2490 | 2027/SPC/N/C/S/00237 | 13604000 | Permanent Pacemaker, for neurocardiogenic syncope, Dual Chamber,including IS1 active fixation leads | 2
2491 | 2027/SPC/N/C/S/00238 | 13604801 | Permanent Pacemaker, Biventricular, for (CRTD), Dual Chamber,including active fixation atrial lead & right ventricular DF4 leads,bipolar epicardial lead | 7
2492 | 2027/SPC/N/C/S/00238 | 13604802 | Permanent Pacemaker, Biventricular, for CRTD, Dual Chamber,including active fixation atrial lead & right ventricular DF4 leads, LV lead quadripolar passive. | 10
2493 | 2027/SPC/N/C/S/00238 | 13604803 | Permanent Pacemaker, Biventricular, for CRTD, Dual Chamber,including active fixation atrial lead & right ventricular DF4 leads, LV lead quadripolar active. | 25
2494 | 2027/SPC/N/C/S/00239 | 13604601 | Portable Temporary pulsegenerator(TPM),single chamber | 30
2495 | 2027/SPC/N/C/S/00239 | 13604701 | Portable Temporary pulse generator,Dual chamber | 2
2496 | 2027/SPC/N/C/S/00239 | 13604400 | Implantable Loop Recorder with implantation kit | 25
2497 | 2027/SPC/N/C/S/00240 | 13604501 | Lead less pacemaker multi programmable with detachable fixation mechanism with implantation kit and accessories. | 5
2498 | 2027/SPC/N/C/S/00241 | 20102403 | Forceps Micro Adsonhaemostatic 140mm | 120
2499 | 2027/SPC/N/C/S/00241 | 20102404 | Forceps Adson Tissue 1x2T,18cm | 380
2500 | 2027/SPC/N/C/S/00241 | 20100102 | Forceps artery CrilleCollerdeli. cvd. 16cm | 500
2501 | 2027/SPC/N/C/S/00241 | 20100401 | Forceps Hslsted-Mosquitodeli. cvd. 120mm | 1800
2502 | 2027/SPC/N/C/S/00241 | 20100820 | Forceps Baby Mosq S.Wells.str.10cm | 550
2503 | 2027/SPC/N/C/S/00241 | 20103201 | Forceps artery HaemKantrowz,ang,240mm | 60
2504 | 2027/SPC/N/C/S/00241 | 20100450 | Forceps artery BabyMosq.,cvd,fine,90mm | 1800
2505 | 2027/SPC/N/C/S/00241 | 20101602 | Forceps Pean-Haemostatic str22.5cm | 100
2506 | 2027/SPC/N/C/S/00241 | 20100452 | Forceps artery BabyMosq,str,fine,90mm | 900
2507 | 2027/SPC/N/C/S/00241 | 20101502 | Forceps artery Haem Robertscvd 19.5cm | 650
2508 | 2027/SPC/N/C/S/00241 | 20100453 | Forceps artery BabyMosq.deli,str,100mm | 600
2509 | 2027/SPC/N/C/S/00241 | 20101701 | Forceps artery Baby-Mixtercurved 140mm | 300
2510 | 2027/SPC/N/C/S/00241 | 20100454 | Forceps artery Baby MosqHartmann 10cm | 400
2511 | 2027/SPC/N/C/S/00241 | 20100501 | Forceps artery Halsted deli.18.5cm | 250
2512 | 2027/SPC/N/C/S/00241 | 20101702 | Forceps artery Baby-Mixterarte 180mm | 200
2513 | 2027/SPC/N/C/S/00241 | 20101703 | Forceps artery Haem Mixter,cvd, 220mm | 130
2514 | 2027/SPC/N/C/S/00241 | 20102001 | Forceps artery Muller micro160mm | 100
2515 | 2027/SPC/N/C/S/00246 | 22700401 | Digital Iontophoresis Machine | 30
2516 | 2027/SPC/N/C/S/00246 | 22700201 | Liquid Nitrogon canister 10L with delivery system without gun | 55
2517 | 2027/SPC/N/C/S/00246 | 22700301 | Cryotheraphy gun 500ml without canister and delivery system | 55
2518 | 2027/SPC/N/C/S/00253 | 20602004 | Towel clip Rodder 11cm | 220
2519 | 2027/SPC/N/C/S/00253 | 20602005 | Towel Clip Backhaus,boxjoint,110mm | 530
2520 | 2027/SPC/N/C/S/00253 | 20602006 | Towel Clip Backhaus,boxjoint,150mm | 250
2521 | 2027/SPC/N/C/S/00253 | 20602301 | Towel Clamp Lorna, box joint130mm | 140
2522 | 2027/SPC/N/C/S/00253 | 20602608 | Wire Twist.Forcep,slenderjaw.180mm | 55
2523 | 2027/SPC/N/C/S/00253 | 20602609 | WireTwist.Forcep,taperi.jaw,180mm | 40
2524 | 2027/SPC/N/C/S/00253 | 20602610 | Wire Twisting.Forcep,widejaw,180mm | 45
2525 | 2027/SPC/N/C/S/00253 | 20602611 | Wire Twister LigatureForceps,200mm | 20
2526 | 2027/SPC/N/C/S/00253 | 20602612 | Wire Twister LigatureForceps,175mm | 30
2527 | 2027/SPC/N/C/S/00253 | 20602703 | Wire Cutter, universal type,120mm | 110
2528 | 2027/SPC/N/C/S/00253 | 20602704 | Wire Cutter,universal,175mm | 90
2529 | 2027/SPC/N/C/S/00253 | 20602705 | Wire Cutter,universal,235mm | 85
2530 | 2027/SPC/N/C/S/00255 | 20600101 | Aneurysm needle cvd. left | 45
2531 | 2027/SPC/N/C/S/00255 | 20600102 | Aneurysm needle cvd. right | 40
2532 | 2027/SPC/N/C/S/00255 | 20601101 | Forceps Dre &sponge HolderRampley 14.5cm | 900
2533 | 2027/SPC/N/C/S/00255 | 20601105 | Sponge holders chromium plathandle | 600
2534 | 2027/SPC/N/C/S/00255 | 20601201 | Forceps Jeweler 110-140mm0.2-0.3mm tip | 55
2535 | 2027/SPC/N/C/S/00255 | 20601202 | Jeweler Forceps ,toothed 110-140mm,0.2-0.3mm tip | 70
2536 | 2027/SPC/N/C/S/00255 | 20601301 | Forceps Tohoku Towel 10.5cm | 500
2537 | 2027/SPC/N/C/S/00255 | 20601302 | Towel forceps s/s | 550
2538 | 2027/SPC/N/C/S/00255 | 20601504 | Probes double ended,sterlingsilver | 400
2539 | 2027/SPC/N/C/S/00255 | 20601505 | Polep retreval forceps | 25
2540 | 2027/SPC/N/C/S/00255 | 20607003 | Dissector Dennis Brown type orright angled. | 40
2541 | 2027/SPC/N/C/S/00255 | 20607004 | Dissector Dennis Brown curved. | 35
2542 | 2027/SPC/N/C/S/00255 | 20607301 | Safety Pin,Mayo,140mm | 250
2543 | 2027/SPC/N/C/S/00255 | 20607501 | Saddle hook cush.blade 13x18mm | 10
2544 | 2027/SPC/N/C/S/00255 | 20607502 | Seddle hook cush.250mm 11x14mm | 10
2545 | 2027/SPC/N/C/S/00262 | 20400601 | Needle Holder Kilner Type str, bayonet,TC jaw, 0.4mm | 280
2546 | 2027/SPC/N/C/S/00262 | 20400701 | Needle Holders Mayo-Hager str, bayonet, TC in,180-200mm | 1800
2547 | 2027/SPC/N/C/S/00262 | 20400304 | Needle Holder Baumgartner17.5cm | 320
2548 | 2027/SPC/N/C/S/00262 | 20400307 | Needle Holder Baumgartner 20cm | 140
2549 | 2027/SPC/N/C/S/00262 | 20400403 | Needle holder Castroviejo215 mm | 90
2550 | 2027/SPC/N/C/S/00262 | 20400404 | Castro-Viejo micro ndl.hold0.2,6" | 60
2551 | 2027/SPC/N/C/S/00262 | 20400405 | Needle holder Castro-Viejomicro 0.2mm | 70
2552 | 2027/SPC/N/C/S/00262 | 20400406 | Castroviejo needleholder,145mm,0.2 | 80
2553 | 2027/SPC/N/C/S/00262 | 20400716 | Needle Holders Mayo-Hager,str bayonet, TC in, ,220-270mm | 80
2554 | 2027/SPC/N/C/S/00263 | 20401002 | Needle Holder Debakey v/del0.2mm,16.5cm TC | 180
2555 | 2027/SPC/N/C/S/00263 | 20401004 | Needle Holder Debakeyv/del.0.4,21-23cm | 45
2556 | 2027/SPC/N/C/S/00263 | 20401010 | Needle Holder Debakey,0.5, 230mm | 60
2557 | 2027/SPC/N/C/S/00263 | 20401014 | Ndl Hold.,De Bakey,str. 0.2mm, 120mm | 110
2558 | 2027/SPC/N/C/S/00263 | 20401005 | Needle Holder Debakey200mm,TC 0.2mm | 110
2559 | 2027/SPC/N/C/S/00263 | 20401011 | Debakey Ndl.Holder,Ser,0.4mm, 250mm Length | 60
2560 | 2027/SPC/N/C/S/00263 | 20401401 | Ryder needle holders6"(15cm),0.2mm | 120
2561 | 2027/SPC/N/C/S/00263 | 20401006 | Needle Holder Debakey180mm,TC 0.4mm | 210
2562 | 2027/SPC/N/C/S/00263 | 20401012 | Durogrip Debakey needleholder195mm | 65
2563 | 2027/SPC/N/C/S/00263 | 20401015 | Needle Holder, De Bakey,str.0.2mm serated jaw,TC,14cm-18mmw/rachet | 25
2564 | 2027/SPC/N/C/S/00263 | 20401402 | Ryder needle holder7"(17.78cm),0.2mm | 100
2565 | 2027/SPC/N/C/S/00263 | 20401008 | Needle Holder Debakey18cm0.2mm, str. | 100
2566 | 2027/SPC/N/C/S/00263 | 20401403 | Ryder needle holder8"(20.32cm),0.4mm | 60
2567 | 2027/SPC/N/C/S/00263 | 20401009 | Needle Holder Debakey,0.5mm, 250mm | 45
2568 | 2027/SPC/N/C/S/00263 | 20401406 | Ryder vascular needle holder20cm | 50
2569 | 2027/SPC/N/C/S/00263 | 20401001 | Needle Holder Debakey v/del0.4,16.5cm | 220
2570 | 2027/SPC/N/C/S/00264 | 20402403 | Micro-Jacobon needleholder185mm,RH,str. | 35
2571 | 2027/SPC/N/C/S/00264 | 20402503 | Needle Holder micro180mm/7" RB handle, jaw 0.8x11 | 3
2572 | 2027/SPC/N/C/S/00264 | 20402901 | Needle Holder,Sarot,str, T/C in,s/jw, 0.4mm,180-200mm | 30
2573 | 2027/SPC/N/C/S/00264 | 20402402 | Micro-Jacobon needleholdef.large ndl.9" | 20
2574 | 2027/SPC/N/C/S/00264 | 20402408 | Needle Holder micro,str,Jacob.180mm | 30
2575 | 2027/SPC/N/C/S/00264 | 20402411 | Needle Holdermicro,str,Jacob.210mm | 25
2576 | 2027/SPC/N/C/S/00264 | 20402502 | Needle Holder micro, TC insert,8/0>7/0, str. tip. | 20
2577 | 2027/SPC/N/C/S/00264 | 20402701 | Needle Holder Wire Berry 18cm | 15
2578 | 2027/SPC/N/C/S/00264 | 20402410 | Needle Holdermicro,str,Jacob.180mm | 25
2579 | 2027/SPC/N/C/S/00264 | 20402501 | Needle Holder micro, TC insertstr. tip, 9/0>7/0. | 10
2580 | 2027/SPC/N/C/S/00264 | 20402406 | Micro-Jacobon needleholder185mm,Ti,str. | 20
2581 | 2027/SPC/N/C/S/00264 | 20402409 | Needle Holdermicro,str,Jacob,210mm | 30
2582 | 2027/SPC/N/C/S/00264 | 20402407 | Micro-Jacobon needleholf.large ndl 7.5" | 25
2583 | 2027/SPC/N/C/S/00264 | 20402401 | Micro-Jacobon needle holder0.2,7" | 25
2584 | 2027/SPC/N/C/S/00264 | 20402602 | Needle Holder Yasargill t/c20cm | 5
2585 | 2027/SPC/N/C/S/00268 | 10400001 | Nylon tape for the retraction of vessels, ureters and nerves, size 5mm width x 70cm length. | 3500
2586 | 2027/SPC/N/C/S/00268 | 10401104 | Non absorbable Monofilament Polyamide Suture size 1, 150cm, attached to a 36mm-40mm half circle round bodied tapered needle, loop | 62000
2587 | 2027/SPC/N/C/S/00268 | 10401106 | Non Absorbable Monofilament Polyamide Suture size 1, 1.5m with a loop,attached to a 50mm half circle round bodied taper point needle. | 40000
2588 | 2027/SPC/N/C/S/00270 | 10400020 | Vascular Tape, for occlusion of veins, red, radiopaque silicone, 30cm - 40cm length. | 10000
2589 | 2027/SPC/N/C/S/00270 | 10400021 | Vascular Tape, for occlusion of arteries, blue, radiopaque silicone, 30cm - 40cm length. | 10000
2590 | 2027/SPC/N/C/S/00272 | 10400103 | Surgical Suture, Non-absorbable Monofilament Polyamide 6 and 66 (Nylon) Gauge size 10/0, black, 10-15cm length attached to a 4.75mm 3/8 circle round bodied micro point needle. | 1000
2591 | 2027/SPC/N/C/S/00272 | 10400104 | Non absorbable Synthetic Surgical Suture polyamide size 10/0, black 13cm-15cm length, attached to a 3mm-5mm,3/8 circle round bodied, taper point, Pre-hardened needle. (for plastic surgery) | 1100
2592 | 2027/SPC/N/C/S/00272 | 10400202 | Non absorbable Monofilament Polyamide Suture,9/0, 13cm-15cm attached to a 3mm-5mm ,3/8 circle round bodied, taper point needle | 625
2593 | 2027/SPC/N/C/S/00272 | 10400403 | Non absorbable Monofilament Polyamide Suture 7/0, 30cm-45cm attached to a 9mm-11mm ,3/8 circle Reverse cutting- Prime needle,(for plastic surgery). | 1125
2594 | 2027/SPC/N/C/S/00272 | 10400505 | Non absorbable Monofilament Polyamide Suture,6/0, 30cm-45cm attached to a 12-16mm ,3/8 circle Reverse cutting- Prime, needle (for plastic surgery). | 2000
2595 | 2027/SPC/N/C/S/00272 | 10400702 | Non absorbable Monofilament Polyamide Suture 4/0,30cm-45cm attached to a 17mm-20mm ,3/8 circle Reverse cutting- Prime Needle (for plastic surgery). | 18000
2596 | 2027/SPC/N/C/S/00275 | 10401105 | Non Absorbable Monofilament Polyamide Suture size 1, 75-90cm attached to a 40mm -50mm half circle round bodied taper point needle. | 20000
2597 | 2027/SPC/N/C/S/00275 | 10401107 | Non-absorbable Monofilament Polyamide Suture size 1,50cm, 90mm 3/8 circle reverse cutting multi strand (3 sutures in single pack) needle. | 19000
2598 | 2027/SPC/N/C/S/00277 | 10500706 | Surgical Suture, Non-absorbable Gauge size 4/0, 60cm-75cm l7mm - 20mm 3/8C round bodied taper point, (for Plastic surgery) | 2300
2599 | 2027/SPC/N/C/S/00277 | 10500803 | Surgical Suture, Non-absorbable Gauge size 3/0, green, 70cm-90cmlength with attached to a 21mm-24mm half circle round bodied (double arm), | 3300
2600 | 2027/SPC/N/C/S/00277 | 10500807 | Surgical Suture, Non-absorbable Gauge size 3/0, 70 cm - 90 cm length, (double arm) to 17 mm - 20 mm, 3/8 circle round bodied taper point, .(for plastic surgery) | 3625
2601 | 2027/SPC/N/C/S/00277 | 10500813 | Surgical Suture, Non-absorbable Gauge size 3/0, 60cm-75cm length with attached to a 17mm-20mmhalf circle round bodied, .(for plasticsurgery | 3750
2602 | 2027/SPC/N/C/S/00277 | 10500912 | Surgical Suture, Non-absorbable Gauge size 2/0, green, 60cm-75cm length,attached to a 22mm - 26mm half circle round bodied taper point, (for Plastic surgery) | 4000
2603 | 2027/SPC/N/C/S/00277 | 10500915 | Surgical Suture, Non-absorbable Gauge size 2/0, 60cm- 75cm length 17mm - 20mm, 3/8C round bodied taper point, (for plastic surgery) | 3500
2604 | 2027/SPC/N/C/S/00278 | 10500806 | Non-absorbable Braided Coated Polyester Suture, 3/0, green, 100cm length, 24mm - 26mm half circle round bodied taper point needle double arm | 2600
2605 | 2027/SPC/N/C/S/00286 | 10601100 | Non absorbable Surgical Suture,Silk Suture , size 1, black, 150cm (approx.) length 35mm - 40mm half circle round bodied taper point needle. | 8600
2606 | 2027/SPC/N/C/S/00288 | 10600709 | Surgical Suture, Non absorbable Silk Suture Gauge size 4/0, black, 75cm length attached to a 16mm-18mm half circle round bodied needle . for cardiothoracic use. | 9000
2607 | 2027/SPC/N/C/S/00293 | 10801016 | Surgical stainless steel wire monofilament sternum ,,size 5, 45cm length with 40mm(approx.) half circle tapercut heavy needle multi strand straight . | 125
2608 | 2027/SPC/N/C/S/00390 | 18200301 | Paper articulating books, 40 microns thick. | 4700
2609 | 2027/SPC/N/C/S/00475 | 21501002 | Set of Direct Image corneal contact lenses; cosist of 3 | 8
2610 | 2027/SPC/N/C/S/00475 | 21501201 | Surgical Gonio knife,s/s | 9
2611 | 2027/SPC/N/C/S/00475 | 21501400 | Dissector angled 1.5mm blade,12cm | 25
2612 | 2027/SPC/N/C/S/00475 | 21505200 | Cannulated Extrusion Needlewith handle | 10
2613 | 2027/SPC/N/C/S/00475 | 21509501 | Rebound type Tonometer | 40
2614 | 2027/SPC/N/C/S/00463 | 12040001 | Disposable Sterile neonatal lancet | 90000
2615 | 2027/SPC/N/C/S/00460 | 21731506 | Frontal Sinus Curette ,45degree.curved | 5
2616 | 2027/SPC/N/C/S/00460 | 21731701 | Tray for Sinus Instruments | 10
2617 | 2027/SPC/N/C/S/00460 | 21731801 | Rib raspatory,right cvd,170mn,Daniel-Guibisch. | 5
2618 | 2027/SPC/N/C/S/00460 | 21731802 | Rib raspatory,left cvd,170mn,Daniel-Guibisch. | 6
2619 | 2027/SPC/N/C/S/00460 | 21732000 | Front.Sinus Rocess ForcepGiraffe,H/J,90 | 10
2620 | 2027/SPC/N/C/S/00460 | 21732001 | Fron.Sinus Recess ForcepsGiraffe,H/J,45 | 10
2621 | 2027/SPC/N/C/S/00460 | 21732010 | Front.Sinus Recess ForcepGiraffe,V/J,45 | 5
2622 | 2027/SPC/N/C/S/00460 | 21732011 | Fron.SinusR.Forc.Giraffe,vert/j,90 | 8
2623 | 2027/SPC/N/C/S/00460 | 21732201 | Sphen.Sin.FreerElevat.Duncav.su/co | 10
2624 | 2027/SPC/N/C/S/00460 | 21732202 | Sphenoid Sin.FreerElevat.Duncavage | 5
2625 | 2027/SPC/N/C/S/00460 | 21732301 | Frontal OstiumSeeker,cvd,light angl.end | 10
2626 | 2027/SPC/N/C/S/00460 | 21732402 | Frontal SinusSurg.Curette,Kennedy | 8
2627 | 2027/SPC/N/C/S/00460 | 21732404 | Fron.SinusSurg.Probe,Kennedy,150mm | 7
2628 | 2027/SPC/N/C/S/00460 | 21732409 | Fron.sinusSurg.Hook,Kennedy,angled/bw | 7
2629 | 2027/SPC/N/C/S/00460 | 21732411 | Fron.Sin.Surg.Suct.tube,Kennedy,6Fr | 15
2630 | 2027/SPC/N/C/S/00460 | 21732501 | Orb.Curet.Dissec.45ang,Levine,250mm | 3
2631 | 2027/SPC/N/C/S/00460 | 21732506 | Orbital SickleKnife,Levine,190mm | 12
2632 | 2027/SPC/N/C/S/00460 | 21732601 | Antrum grasp.10cm | 7
2633 | 2027/SPC/N/C/S/00460 | 21732702 | Inst.Tray f.5NsFron.S.surg.Wormald | 5
2634 | 2027/SPC/N/C/S/00460 | 21732705 | Bipolar Forceps with SuctionSet | 28
2635 | 2027/SPC/N/C/S/00460 | 21733801 | Nasal retractor,Alar-Kilner,5x10mm,80mm,s/s | 14
2636 | 2027/SPC/N/C/S/00460 | 21733802 | Nasal retractor,170mmGuibisch-Aufricht,s/s | 8
2637 | 2027/SPC/N/C/S/00460 | 21750001 | Storing-Rack for 8 micro-ear forceps (approx.) | 15
2638 | 2027/SPC/N/C/S/00460 | 21750002 | Storing-Rack for 6 ear-micro- instruments. | 10
2639 | 2027/SPC/N/C/S/00460 | 21750003 | Sterilizing case 3 racks for ear micro surgery instruments | 15
2640 | 2027/SPC/N/C/S/00458 | 21701301 | forcep 110-150mm Adson Brownfor cartilage | 15
2641 | 2027/SPC/N/C/S/00458 | 21701302 | Tissue grasping forcep,Alamuti type or similar,95mm,s/s | 15
2642 | 2027/SPC/N/C/S/00458 | 21701401 | Cartilage cutting scissors,180-210mm,s/s | 15
2643 | 2027/SPC/N/C/S/00458 | 21701402 | Cartilage carving set,Nagata type or similar | 5
2644 | 2027/SPC/N/C/S/00458 | 21701403 | Carving block,Silicone120x80x15mm(approx) | 10
2645 | 2027/SPC/N/C/S/00458 | 21702210 | Cottle Dorsal sciss,TC inserts,heavy, W/L 7.5cm | 8
2646 | 2027/SPC/N/C/S/00458 | 21702211 | Joseph Scissors,curved,sh 14cm | 10
2647 | 2027/SPC/N/C/S/00458 | 21703114 | Laryngeal Mirror, 30mm dia.180mm length | 50
2648 | 2027/SPC/N/C/S/00458 | 21706004 | Laryn.bipolar diathrmy forceps45 dig. upwrds, length 25 cm | 15
2649 | 2027/SPC/N/C/S/00458 | 21706601 | Cutting forcepsBlackesleythrough .str | 8
2650 | 2027/SPC/N/C/S/00458 | 21706602 | Nasal Cir. Cut. punch forcepsStammb, 3.5mm | 4
2651 | 2027/SPC/N/C/S/00458 | 21706604 | Nasal Cutting forceps Stammb.str,4.5mm | 20
2652 | 2027/SPC/N/C/S/00458 | 21707001 | Weil-Blakesley forcep45ang/u,siz 2,19cm | 10
2653 | 2027/SPC/N/C/S/00458 | 21707002 | Weil-Blakesley forcep Fig3,19cm | 7
2654 | 2027/SPC/N/C/S/00458 | 21707204 | Weil-Blakesleyforceps45ang/u,siz1 | 10
2655 | 2027/SPC/N/C/S/00458 | 21707301 | Hopkings 45 digreetelescope,4mm | 10
2656 | 2027/SPC/N/C/S/00458 | 21707304 | Nasal Telescope,0 deg,adult,4mm dia,18cm length | 20
2657 | 2027/SPC/N/C/S/00458 | 21707305 | Nasal Telescope,30 deg,adult,4mm dia,18cm length | 5
2658 | 2027/SPC/N/C/S/00458 | 21707306 | Nasal Telescope,70 deg,adult,4mm dia,18cm length | 10
2659 | 2027/SPC/N/C/S/00458 | 21707307 | Nasal Telescope,0 deg,paedia.,2.7mm dia,11cm length | 10
2660 | 2027/SPC/N/C/S/00458 | 21707308 | Nasal Telescope,30 deg,paedia.2.7mm dia,11cm length | 15
2661 | 2027/SPC/N/C/S/00458 | 21707309 | Nasal Telescope,45 deg,paedia.2.7mm dia,11cm length | 15
2662 | 2027/SPC/N/C/S/00458 | 21707310 | Nasal Telescope,70 deg,paedia.2.7mm dia,11cm length | 4
2663 | 2027/SPC/N/C/S/00458 | 21707318 | Nasal Telescope,0 deg,paedia. 2.7mm dia,18cm length | 15
2664 | 2027/SPC/N/C/S/00458 | 21707401 | Nasal Osteotome,Fomon 5mm,with guard, 170mm(approx) | 5
2665 | 2027/SPC/N/C/S/00458 | 21707403 | Nasal Osteotome Straight,Jansen,6mm | 10
2666 | 2027/SPC/N/C/S/00458 | 21707404 | Osteotome Straight,Jansen,10mm | 10
2667 | 2027/SPC/N/C/S/00458 | 21707405 | Nasal Osteotome Stra.doub.edgdgrind | 9
2668 | 2027/SPC/N/C/S/00458 | 21707407 | Nasal Osteotome,w/o guard,Fomon type 2mm,170mm,s/s | 6
2669 | 2027/SPC/N/C/S/00458 | 21707410 | Nasal Osteotome,with guard,Fomon type 10mm,170mm,s/s | 5
2670 | 2027/SPC/N/C/S/00458 | 21708801 | Ceruman Pick & Wool Carrier,Musgrove, | 50
2671 | 2027/SPC/N/C/S/00458 | 21708804 | Orbital SuctionPick,90ang,Levine | 10
2672 | 2027/SPC/N/C/S/00458 | 21708805 | Orbit.Suct.Pick,135ang.Levine,210mm | 8
2673 | 2027/SPC/N/C/S/00458 | 21708806 | Orbital SuctionPick,45ang.Levine | 8
2674 | 2027/SPC/N/C/S/00458 | 21709401 | Femon nasal rasp fine teeth21cm | 14
2675 | 2027/SPC/N/C/S/00458 | 21709403 | Femon nasal rasp coarse teethD/E 21cm | 10
2676 | 2027/SPC/N/C/S/00458 | 21709405 | Set of Aufricht Glabella Rasps cvd. | 8
2677 | 2027/SPC/N/C/S/00458 | 21709706 | Nasal Needle Electrode,unipolar, 90mm | 15
2678 | 2027/SPC/N/C/S/00458 | 21714400 | Nasal ForcepsSuction,Takahashi | 10
2679 | 2027/SPC/N/C/S/00458 | 21720020 | NasalForceps.Grunwald,mod/j,115mm | 10
2680 | 2027/SPC/N/C/S/00458 | 21720501 | Middleton-Jansen cutting fcps19cm | 10
2681 | 2027/SPC/N/C/S/00458 | 21721003 | Artery Forcep Birkett str.190m serra. jaw | 6
2682 | 2027/SPC/N/C/S/00458 | 21721101 | Distending Diverticuloscope,Weerda | 4
2683 | 2027/SPC/N/C/S/00458 | 21721103 | Distending Forcep SelfRet.Lindholm | 7
2684 | 2027/SPC/N/C/S/00458 | 21730001 | Metal Tray,f.micro ear instru. 280x180x40mm | 15
2685 | 2027/SPC/N/C/S/00458 | 21730002 | Metal Tray, f.steril.&store ear micro instruments.250mm wide x 24mm long x 40mm | 15
2686 | 2027/SPC/N/C/S/00458 | 21731003 | Sinus Probef.Fron.Sin.Surg.Wormald | 8
2687 | 2027/SPC/N/C/S/00458 | 21731004 | Laryngeal diathermy probe,25cm | 15
2688 | 2027/SPC/N/C/S/00458 | 21731005 | Sphenoid SinusProbe,Duncavage,b/t | 10
2689 | 2027/SPC/N/C/S/00458 | 21731006 | Laryngeal diathermy probe-ball electrode -insulated, working length 25 cm | 15
2690 | 2027/SPC/N/C/S/00458 | 21731201 | Sinus Forceps, Weil -Blakesley typ | 15
2691 | 2027/SPC/N/C/S/00458 | 21731206 | SinusForc.WeiBlake.45ang,siz2,a/r | 6
2692 | 2027/SPC/N/C/S/00458 | 21731503 | Frontal Sinus Curette, 100degree curved | 10
2693 | 2027/SPC/N/C/S/00458 | 21731505 | Frontal Sinus Curette, 75degree curved | 5
2694 | 2027/SPC/N/C/S/00458 | 21707411 | Nasal Osteotome,w/o guard,Fomon type 10mm,170mm,s/s | 2
2695 | 2027/SPC/N/C/S/00457 | 14900101 | Biopsy punch, size 1.5 mm,disposable | 800
2696 | 2027/SPC/N/C/S/00457 | 14900102 | Biopsy Punch, size 2mm, disposable | 2100
2697 | 2027/SPC/N/C/S/00457 | 14900104 | Biopsy punches size 4mm disposable | 7700
2698 | 2027/SPC/N/C/S/00457 | 14900105 | Biopsy punches 5mm disposable | 2800
2699 | 2027/SPC/N/C/S/00457 | 14900106 | Biopsy punches 6mm disposable | 2500
2700 | 2027/SPC/N/C/S/00457 | 14900107 | Biopsy Punch, size 1 mm, disposable | 770
2701 | 2027/SPC/N/C/S/00457 | 14900201 | Patch Test Kit, European Baseline series | 14
2702 | 2027/SPC/N/C/S/00457 | 14900202 | Shoe series Patch Test Kit | 8
2703 | 2027/SPC/N/C/S/00457 | 14900203 | Cosmetic series Patch Test Kit | 7
2704 | 2027/SPC/N/C/S/00456 | 21600102 | Skin Grafting Knife,with fixedbar,SS,w/10 blades | 30
2705 | 2027/SPC/N/C/S/00456 | 21600103 | Silver Skin Grafting knife180-200mm | 25
2706 | 2027/SPC/N/C/S/00456 | 21600602 | Scalpel Handle, solid, round, Kaye, No.3, 150mm (approx.) | 25
2707 | 2027/SPC/N/C/S/00456 | 21600603 | Scalpel Handle, Beaver, stainless steel. | 29
2708 | 2027/SPC/N/C/S/00456 | 21600701 | Pediatric Mouth Gag for cleft plate repair,Kilner-Dott/Sommerlad type or similar, | 31
2709 | 2027/SPC/N/C/S/00456 | 21600802 | Micro vascular clampsingle,Acland 3A | 26
2710 | 2027/SPC/N/C/S/00456 | 21600901 | Electric pen type Micro Drill Set. | 13
2711 | 2027/SPC/N/C/S/00456 | 21600903 | Instruments Set for Locking Compression Plate (LCP) micro hand plating, complete set (Modular Hand System)-Only for the newly open unit. | 14
2712 | 2027/SPC/N/C/S/00456 | 21600906 | Electric or battery operated pen type Micro/Mini Drill Set | 13
2713 | 2027/SPC/N/C/S/00456 | 21600907 | Electric or battery operated pistol type Micro/Mini Drill Set | 11
2714 | 2027/SPC/N/C/S/00456 | 21600908 | AO Standard Instruments Set for Facial & Mandibular Fracture Fixation. (Only for the newly open unit.) | 13
2715 | 2027/SPC/N/C/S/00456 | 21601001 | Instrument container,with 2 sillicone mats,s/s | 41
2716 | 2027/SPC/N/C/S/00456 | 21601102 | Micro vascular vessel dialator0.1mm,strt,110mm | 17
2717 | 2027/SPC/N/C/S/00456 | 21601104 | Micro vascular vessel dialator0.1mm,ang.110mm | 14
2718 | 2027/SPC/N/C/S/00456 | 21601106 | Micro Vascular Vessel Dilatorw/0.1mm tip,cvd,110mm,SS | 5
2719 | 2027/SPC/N/C/S/00456 | 21601302 | Koshima Micro Scissors, Str.vannas,cutting,15cm | 17
2720 | 2027/SPC/N/C/S/00456 | 21602102 | mini external fixtator ,varyangled for hand bones | 45
2721 | 2027/SPC/N/C/S/00454 | 20900500 | Hysterectomy Forceps Gwilliam type, (or similar), straight, longitudinally serrated, jaws with 1 x 2 teeth, box joint, 200mm | 200
2722 | 2027/SPC/N/C/S/00454 | 20900501 | Hysterectomy Forceps Gwilliam type, (or similar), curved, longitudinally serrated, jaws with 1 x 2 teeth, box joint, 200mm | 290
2723 | 2027/SPC/N/C/S/00454 | 20900701 | Obstetric Forceps Kjelland type, (or similar), 405mm | 36
2724 | 2027/SPC/N/C/S/00454 | 20902801 | Parametrium Clamp Burke type (or similar), long jaw, 1 x 2 teeth, 250mm | 40
2725 | 2027/SPC/N/C/S/00454 | 20902802 | Parametrium Clamp Burke type (or similar), short jaw, 1 x 2 teeth, 250mm | 50
2726 | 2027/SPC/N/C/S/00454 | 20903101 | Hystrectomy Forceps Heaney type, (or similar), curved, 1 x 1 tooth, 205mm | 60
2727 | 2027/SPC/N/C/S/00454 | 20903102 | Hystrectomy Forceps Heaney type, (or similar), curved, 2 x 2 teeth, 245mm | 95
2728 | 2027/SPC/N/C/S/00454 | 20903200 | Hysterectomy Forceps Wertheim type (or similar), right angled jaw, jaw (approx.) 67mm width , 250mm | 80
2729 | 2027/SPC/N/C/S/00454 | 20903501 | Cervical Biopsy Forceps Schumacher type, (or similar), for colposcopy, with basket jaws to retain specimen, small size, 240mm | 60
2730 | 2027/SPC/N/C/S/00454 | 20903502 | Ureteral Tunnel Clamp Kieback type (or similar), curved, longitudinally serrated jaw, 235mm | 18
2731 | 2027/SPC/N/C/S/00454 | 20905001 | Suction Head for Vaccum Extraction | 40
2732 | 2027/SPC/N/C/S/00454 | 20902901 | Vaginismus Dilator Sims type (or similar), Set of 6 70mm to 90mm length | 70
2733 | 2027/SPC/N/C/S/00450 | 20800501 | Bensaude Protoscope18.75cmx17mm | 66
2734 | 2027/SPC/N/C/S/00450 | 20800603 | LLOYD-DAVIS Rect Bio forcep34.5cm | 2
2735 | 2027/SPC/N/C/S/00450 | 20800502 | Rectal Speculum, Bensaude 23mm lumen,185mm | 11
2736 | 2027/SPC/N/C/S/00447 | 15900001 | Arterial Embolectomy Catheter,adult,size 3Fr x 80cm | 1300
2737 | 2027/SPC/N/C/S/00447 | 15900102 | Vascular Graft Tube, Knitteddacron/polyester 16mm x15cm | 43
2738 | 2027/SPC/N/C/S/00447 | 15900302 | Bifurcated Vascular Graft (Yshaped) Knitted dacron/ polyes16mm x 8mm x45cm | 150
2739 | 2027/SPC/N/C/S/00446 | 13716303 | Radiation Protective Surgeons Gloves,Large size (approx) 7.5 ". | 1500
2740 | 2027/SPC/N/C/S/00439 | 13716302 | Radiation Protective Surgeons Gloves. Medium size (approx.) 7". | 1250
2741 | 2027/SPC/N/C/S/00439 | 13716304 | Radiation Protective SurgeonsGloves, Extra large size,(approx) 8". | 1000
2742 | 2027/SPC/N/C/S/00439 | 13716301 | Radiation Protective Surgeons Gloves. Small size, (approx) 6.5". | 1250
2743 | 2027/SPC/N/C/S/00434 | 18601801 | Locking Reconstruction platew/condylar head for mandible3*16 holes, for right | 125
2744 | 2027/SPC/N/C/S/00434 | 18601803 | Locking Reconstruction platew/condylar head for mandible5*20 holes, for right | 150
2745 | 2027/SPC/N/C/S/00434 | 18601804 | Locking Reconstruction platew/condylar head for mandible3*16 holes, for left | 150
2746 | 2027/SPC/N/C/S/00434 | 18601805 | Locking Reconstruction platew/condylar head for mandible4*18 holes, for left | 125
2747 | 2027/SPC/N/C/S/00434 | 18601806 | Locking Reconstruction platew/condylar head for mandible5*20 holes, for left | 75
2748 | 2027/SPC/N/C/S/00430 | 28303001 | Pin holding tweezer,with lock. | 10
2749 | 2027/SPC/N/C/S/00430 | 28300301 | High Speed Grinder, with variable speed limit, 5000-35000rpm | 12
2750 | 2027/SPC/N/C/S/00430 | 28300305 | Safety Glass, for high speed grinder. | 60
2751 | 2027/SPC/N/C/S/00430 | 28300902 | Regular Dental Surveyor | 12
2752 | 2027/SPC/N/C/S/00430 | 28301701 | Cast crown removing driver | 8
2753 | 2027/SPC/N/C/S/00430 | 28303004 | Soldering Tweezer,pointed,S/S | 15
2754 | 2027/SPC/N/C/S/00430 | 28300204 | Articulator, Semi adjustable. | 40
2755 | 2027/SPC/N/C/S/00430 | 28303101 | Dental Wax Former (occlusal rim inclinator). | 15
2756 | 2027/SPC/N/C/S/00430 | 28303102 | Dental Occlusion Former instrument | 10
2757 | 2027/SPC/N/C/S/00430 | 28302803 | Dental Procelain Spatula Kit. | 23
2758 | 2027/SPC/N/C/S/00430 | 28303201 | Dental Face shieldf/lab work | 30
2759 | 2027/SPC/N/C/S/00430 | 28301201 | Vibrator for dental laboratory | 15
2760 | 2027/SPC/N/C/S/00430 | 28300901 | Electrically HeatedInstrument for waxup | 30
2761 | 2027/SPC/N/C/S/00430 | 28301401 | Polymerization unit for Acrylic | 8
2762 | 2027/SPC/N/C/S/00430 | 28301901 | Porcelain brushes kit Dental | 10
2763 | 2027/SPC/N/C/S/00430 | 28302901 | Post and core remover | 12
2764 | 2027/SPC/N/C/S/00430 | 28302501 | Dental Box-in mould | 5
2765 | 2027/SPC/N/C/S/00430 | 28300302 | Extractor Unit, with connector piece, for high speed grinder. | 3
2766 | 2027/SPC/N/C/S/00430 | 28302301 | Ultrasonic Cleaner for dental use with accessories, 230 V 50/60 Hz AC. | 10
2767 | 2027/SPC/N/C/S/00428 | 28200301 | Spare rubber bulb 60ml, flat based, for dental air syringe. | 350
2768 | 2027/SPC/N/C/S/00428 | 28202204 | Upper Free end Saddle Dental Impress. Tray | 50
2769 | 2027/SPC/N/C/S/00428 | 28200302 | Spare Nozzle for water syringe | 300
2770 | 2027/SPC/N/C/S/00428 | 28202205 | Lower Free end Saddle Dental Impress. Tray | 30
2771 | 2027/SPC/N/C/S/00428 | 28202230 | Sec.Den.Impre.Tray w/Net U/R& L/L | 40
2772 | 2027/SPC/N/C/S/00428 | 28200304 | Dental Air Syringe, with flat based rubber bulb 60ml and chromium plated nozzle, 15cm long. | 150
2773 | 2027/SPC/N/C/S/00426 | 18400501 | Power chain, continuous,metalic gray | 1000
2774 | 2027/SPC/N/C/S/00426 | 18401201 | Ligature wire roll 010. | 400
2775 | 2027/SPC/N/C/S/00424 | 13713001 | Transluminal Angioplasty Balloon Catheter, size 5F, 0.018" diameter wire compatible,130cm length,3mm x 20cm, straight tip. | 375
2776 | 2027/SPC/N/C/S/00424 | 13713002 | Transluminal Angioplasty Balloon Catheter, size 4F, 0.018" diameter wire compatible, 130 cm length, 3 mm x 30 cm, straight tip. | 525
2777 | 2027/SPC/N/C/S/00424 | 13713004 | Transluminal Angioplasty Balloon Catheter, size 4F,0.018" diameter wire compatible,130cm length,3mm x 12cm, straight tip,. | 875
2778 | 2027/SPC/N/C/S/00424 | 13713005 | Transluminal Angioplasty Balloon Catheter,size 4F,0.018" diameter wire compatible,130cm length,2mm x 20cm, straight tip. | 625
2779 | 2027/SPC/N/C/S/00424 | 13713007 | Transluminal Angioplasty Balloon Catheter, size 4F, 0.018" diameter wire compatible,130cm length,2mm x 12cm, straight tip. | 200
2780 | 2027/SPC/N/C/S/00424 | 13713009 | Transluminal Angioplasty Balloon Catheter, size 4F, 0.018" diameter wire compatible, 130cm length, 2mm-2.5mm tapered x 20-30cm, straight tip. | 950
2781 | 2027/SPC/N/C/S/00424 | 13713011 | Transluminal Angioplasty Balloon Catheter, size 4F,0.014" diameter wire compatible,130cm length,1.5mm x 2cm. | 14
2782 | 2027/SPC/N/C/S/00424 | 13713008 | Transluminal Angioplasty Balloon Catheter,size 4F, 0.018" diameter wire compatible,130cm length,2mm x 15cm,straight tip. | 390
2783 | 2027/SPC/N/C/S/00424 | 13713012 | Transluminal Angioplasty Balloon Catheter, size 4F,0.018" diameter wire compatible,130cm length,1.5mm x 4cm. | 38
2784 | 2027/SPC/N/C/S/00424 | 13713006 | Transluminal Angioplasty Balloon Catheter, size 4F, 4F,0.018" diameter wire compatible,130cm length,2mm x 6cm,straight tip. | 250
2785 | 2027/SPC/N/C/S/00424 | 13713003 | Transluminal Angioplasty Balloon Catheter,size 4F,0.018" diameter wire compatible,130cm length,3mm x 6cm,straight tip. | 115
2786 | 2027/SPC/N/C/S/00423 | 13700101 | Guidewire, Angled tip, Nitinol core, Terumo guidewire M type or similar, size 0.89mm (0.035") dia. 260cm - 300cm length. | 2375
2787 | 2027/SPC/N/C/S/00423 | 13700102 | Guidewire, Angled tip, Nitinol core,Terumo guidewire M type or similar, size 0.97mm (0.038") dia. 150cm length. | 1500
2788 | 2027/SPC/N/C/S/00420 | 13703401 | Visceral catheter,Rim type or similar, size 5F, 80-100cm length. | 75
2789 | 2027/SPC/N/C/S/00417 | 15510101 | Plastazote Sheet, Skin colour,, size 1mx1m, 3mm thickness | 200
2790 | 2027/SPC/N/C/S/00417 | 15510102 | Plastazote Sheet, Skin colour, size 1mx1m, 6mm thickness | 190
2791 | 2027/SPC/N/C/S/00417 | 15510103 | Plastazote Sheet, Skin colour size 1m x1m, 10mm thickness | 118
2792 | 2027/SPC/N/C/S/00417 | 15510201 | EVA Brown Sheet,size 90cm x105cm,8mm thickness | 500
2793 | 2027/SPC/N/C/S/00417 | 15510202 | EVA Brown Sheet,size 90cm x105cm,4mm thickness | 400
2794 | 2027/SPC/N/C/S/00417 | 15510301 | EVA Black Sheet,size 90cm x105cm,8mm thickness | 400
2795 | 2027/SPC/N/C/S/00417 | 15510401 | Polypropylene Sheet,White, size 3mm | 300
2796 | 2027/SPC/N/C/S/00417 | 15510402 | Polypropylene Sheet,White, size 4mm | 500
2797 | 2027/SPC/N/C/S/00417 | 15510403 | Polypropylene Sheet,White, size 5mm | 700
2798 | 2027/SPC/N/C/S/00417 | 15510501 | Polypropylene Sheet,Olive,size 3mm | 250
2799 | 2027/SPC/N/C/S/00417 | 15510502 | Polypropylene Sheet,Olive, size 4mm | 500
2800 | 2027/SPC/N/C/S/00417 | 15510503 | Polypropylene Sheet,Olive, size 5mm | 500
2801 | 2027/SPC/N/C/S/00416 | 15500501 | Module Trans Tibial Align. forTrans-Tibial Prosthesis, Adult | 550
2802 | 2027/SPC/N/C/S/00416 | 15500502 | Module Trans Tibial Align. forTrans-Tibial Prosthesis, Child | 80
2803 | 2027/SPC/N/C/S/00416 | 15500707 | Prosthetic Foot, Flat, left,size 24 cm, (SYME) | 40
2804 | 2027/SPC/N/C/S/00416 | 15500806 | Prosthetic Foot, Flat, right,size 23cm, (SYME) | 38
2805 | 2027/SPC/N/C/S/00416 | 15500807 | Prosthetic Foot, Flat, right,size 24cm, (SYME) | 35
2806 | 2027/SPC/N/C/S/00416 | 15500809 | Prosthetic Foot, Flat, right,size 26cm, (SYME) | 31
2807 | 2027/SPC/N/C/S/00416 | 15500903 | Prosthetic Foot, Flat, left,size 18cm, (SACH) | 40
2808 | 2027/SPC/N/C/S/00416 | 15500904 | Prosthetic Foot, Flat, left,size 20cm, (SACH) | 20
2809 | 2027/SPC/N/C/S/00416 | 15500905 | Prosthetic Foot, Flat, left,size 21cm, (SACH) | 40
2810 | 2027/SPC/N/C/S/00416 | 15500906 | Prosthetic Foot, Flat, left,size 22cm, (SACH) | 47
2811 | 2027/SPC/N/C/S/00416 | 15500908 | Prosthetic Foot, Flat, left,size 24cm, (SACH) | 120
2812 | 2027/SPC/N/C/S/00416 | 15500909 | Prosthetic Foot, Flat, left,size 25cm, (SACH) | 175
2813 | 2027/SPC/N/C/S/00416 | 15500910 | Prosthetic Foot, Flat, left,size 26cm, (SACH) | 120
2814 | 2027/SPC/N/C/S/00416 | 15501003 | Prosthetic Foot, Flat, right,size 18cm, (SACH) | 30
2815 | 2027/SPC/N/C/S/00416 | 15501004 | Prosthetic Foot, Flat, right,size 20cm, (SACH) | 40
2816 | 2027/SPC/N/C/S/00416 | 15501005 | Prosthetic Foot, Flat, right,size 21cm, (SACH) | 35
2817 | 2027/SPC/N/C/S/00416 | 15501006 | Prosthetic Foot, Flat, right,size 22cm, (SACH) | 85
2818 | 2027/SPC/N/C/S/00416 | 15501007 | Prosthetic Foot, Flat, right,size 23cm, (SACH) | 146
2819 | 2027/SPC/N/C/S/00416 | 15501008 | Prosthetic Foot, Flat, right,size 24cm, (SACH) | 125
2820 | 2027/SPC/N/C/S/00416 | 15501009 | Prosthetic Foot, Flat, right,size 25cm, (SACH) | 80
2821 | 2027/SPC/N/C/S/00416 | 15501010 | Prosthetic Foot, Flat, right,size 26cm, (SACH) | 100
2822 | 2027/SPC/N/C/S/00416 | 15501701 | Prosthetic Hand, for man, left | 60
2823 | 2027/SPC/N/C/S/00416 | 15501702 | Prosthetic Hand, for man,right | 60
2824 | 2027/SPC/N/C/S/00416 | 15501801 | Prosthetic Hand,left,f/ women/child | 60
2825 | 2027/SPC/N/C/S/00416 | 15501802 | prosthetic Hand, right for women/child | 70
2826 | 2027/SPC/N/C/S/00416 | 15502001 | Foot Ankle Flexure Joint adult, Kit of ; 10 pairs + dummy | 120
2827 | 2027/SPC/N/C/S/00416 | 15502002 | Foot Ankle Flexure Joint child, Kit of :10 pairs + dummy | 120
2828 | 2027/SPC/N/C/S/00416 | 15502101 | Orthotic Side Bar, with drop lock, adult | 100
2829 | 2027/SPC/N/C/S/00416 | 15502102 | Orthotic Side Bar, with drop lock, child | 164
2830 | 2027/SPC/N/C/S/00416 | 15510001 | Surform Blade, half round, Stanley type,250mm | 600
2831 | 2027/SPC/N/C/S/00416 | 15510002 | Surform Blade, round, Stanley or similar, 250 mm | 300
2832 | 2027/SPC/N/C/S/00416 | 15510801 | Plaster of Paris Powder f/ Prosthetics & Orthotics | 1300
2833 | 2027/SPC/N/C/S/00416 | 15510901 | Soft material for Orthotic covering-Neosorb | 165
2834 | 2027/SPC/N/C/S/00416 | 15500808 | Prosthetic Foot, Flat, right,size 25cm, (SYME) | 31
2835 | 2027/SPC/N/C/S/00416 | 15500907 | Prosthetic Foot, Flat, left,size 23cm, (SACH) | 80
2836 | 2027/SPC/N/C/S/00416 | 15500706 | Prosthetic Foot, Flat, left,size 23 cm, (SYME) | 30
2837 | 2027/SPC/N/C/S/00416 | 15500708 | Prosthetic Foot, Flat, left,size 25cm, (SYME) | 31
2838 | 2027/SPC/N/C/S/00416 | 15510003 | Surform flat blade, Stanley type or similar 250m | 200
2839 | 2027/SPC/N/C/S/00416 | 15500001 | Modul Trans Femoral Alignment,Adult | 240
2840 | 2027/SPC/N/C/S/00416 | 15500002 | Modul Trans Femoral Alignment,Child | 99
2841 | 2027/SPC/N/C/S/00327 | 13714700 | Percutaneous Arterial Puncture Site Cosing Device, size 6Fr. | 140
2842 | 2027/SPC/N/C/S/00327 | 13714701 | Percutaneous Arterial Puncture Site Closing Device, size 8Fr. | 145
2843 | 2027/SPC/N/C/S/00326 | 13750001 | Access Port Systems for Seldinger venous access, resistant to high pressure injection up to 325 psi, 6.5F. | 94
2844 | 2027/SPC/N/C/S/00326 | 13750002 | Access Port Systems for Seldinger venous access, resistant to high pressure injection up to 325 psi, 8.5F. | 150
2845 | 2027/SPC/N/C/S/00326 | 13750101 | Access Port Needles-Non-coring 19G - 25mm length needle. | 150
2846 | 2027/SPC/N/C/S/00326 | 13750102 | Access Port Needles-Non-coring 22G -15mm length needle. | 440
2847 | 2027/SPC/N/C/S/00326 | 13750103 | Access Port Needles-Non-coring 20G – 20 mm length needle | 275
2848 | 2027/SPC/N/C/S/00326 | 13750201 | Access Port Needles-Angled non-coring use for short-term infusions and bolus injection or flushing of the Access Port 20G-20mm. | 106
2849 | 2027/SPC/N/C/S/00326 | 13750003 | Access Port Systems for Seldinger venous access, resistant to high pressure injection up to 325 psi, 6F. | 63
2850 | 2027/SPC/N/C/S/00326 | 13750202 | Access Port Needles-Angled non-coring use for short-term infusions and bolus injection or flushing of the Access Port 22G - 15mm. | 56
2851 | 2027/SPC/N/C/S/00326 | 13750004 | Access Port Systems for seldinger venous access, resistant to high pressure injection up to 325 psi, 4.5F. | 82
2852 | 2027/SPC/N/C/S/00323 | 13714300 | TIPS Endoprosthesis (Liver Stent), Viatorr type or similar, including the delivery system, sterile.. | 12
2853 | 2027/SPC/N/C/S/00323 | 13717001 | Covered stent, balloon mounted, size 5 mm x 3 cm-4 cm length, 0.035" diameter guidewire compatible. | 50
2854 | 2027/SPC/N/C/S/00323 | 13717002 | Covered stent, balloon mounted, size 5mm x 5cm - 6cm length, 0.035" diameter guidewire compatible. | 57
2855 | 2027/SPC/N/C/S/00323 | 13717004 | Covered stent, balloon mounted, size 6mm x 5cm - 6cm length, 0.035" diameter guidewire compatible. | 56
2856 | 2027/SPC/N/C/S/00323 | 13717007 | Covered stent, balloon mounted, size 8mm x 5cm - 6cm length, 0.035" diameter guidewire compatible. | 56
2857 | 2027/SPC/N/C/S/00323 | 13717009 | Covered stent, balloon mounted, size 9 mm x 3 cm - 4 cm length, 0.035" diameter guidewire compatible. | 12
2858 | 2027/SPC/N/C/S/00323 | 13734202 | Uncovered Stent,self - expandable, size 5mm diameter x 4cm length, 0.89mm (0.035")diameter guidewire compatible. | 40
2859 | 2027/SPC/N/C/S/00323 | 13734203 | Uncovered Stent, self-expandable, size 5mm diameter x 8cm length, 0.89mm (0.035")diameter guidewire compatible. | 63
2860 | 2027/SPC/N/C/S/00323 | 13734204 | Uncovered stent, self-expandable, size 6 mm diameter x 4 cm length, 0.89 mm (0.035) diameter guidewire compatible. | 44
2861 | 2027/SPC/N/C/S/00323 | 13734205 | Uncovered stent, self-expandable, size 6 mm diameter x 8 cm length, 0.89 mm (0.035) diameter guidewire compatible. | 52
2862 | 2027/SPC/N/C/S/00323 | 13717010 | Covered stent, balloon mounted, size 9mm x 5cm - 6cm length, 0.035" diameter guidewire compatible. | 30
2863 | 2027/SPC/N/C/S/00323 | 13717003 | Covered stent, balloon mounted, size 6mm x 3cm - 4cm length, 0.035" diameter guidewire compatible. | 44
2864 | 2027/SPC/N/C/S/00323 | 13717006 | Covered stent, balloon mounted, size 8mm x 3cm - 4cm length, 0.035" diameter guidewire compatible. | 28
2865 | 2027/SPC/N/C/S/00323 | 13717011 | Covered stent, balloon mounted, size 10mm x 5cm - 6cm length, 0.035" diameter guidewire compatible. | 45
2866 | 2027/SPC/N/C/S/00311 | 13716103 | Nephrostomy Drainage Set with locking loop, containing; pigtail drainage catheter size 7Fr x 30cm length. | 1250
2867 | 2027/SPC/N/C/S/00311 | 13716104 | Nephrostomy Drainage Set with locking loop, containing; pigtail drainage catheter size 9Fr x 30cm length . | 1000
2868 | 2027/SPC/N/C/S/00311 | 13716105 | Nephrostomy Drainage Set without locking loop, containing; pigtail drainage catheter size 6Fr x 30cm length | 375
2869 | 2027/SPC/N/C/S/00311 | 13716106 | Nephrostomy Drainage Set without locking loop, containing; pigtail drainage catheter size 7Fr x 30cm length. | 375
2870 | 2027/SPC/N/C/S/00311 | 13716107 | Nephrostomy Drainage Set without locking loop, containing; pigtail drainage catheter size 8Fr x 30cm length. | 565
2871 | 2027/SPC/N/C/S/00311 | 13716108 | Nephrostomy Drainage Set without locking loop, containing; pigtail drainage catheter size 9Fr x 30cm length. | 315
2872 | 2027/SPC/N/C/S/00311 | 13716109 | Nephrostomy Drainage Set without locking loop, containing; pigtail drainage catheter size 10Fr x 30cm length. | 350
2873 | 2027/SPC/N/C/S/00311 | 13716201 | Percutaneous nephrostomy set with 22G size 15cm length needle. | 165
2874 | 2027/SPC/N/C/S/00311 | 13716102 | Nephrostomy Drainage Set with locking loop, containing; pigtail drainage catheter size 6Fr x 30cm | 438
2875 | 2027/SPC/N/C/S/00310 | 13707114 | Cerebral Detachable Embolization Coil, coil size 10, 3D shape, size 11mm diameter x 26-30cm length. | 25
2876 | 2027/SPC/N/C/S/00310 | 13714100 | Intra cerebral Device, flow diverter Set for 50 patients. | 1
2877 | 2027/SPC/N/C/S/00310 | 13770001 | Oil-based iodinated contrast medium (ethiodized oil) 10ml vial, sterile. | 150
2878 | 2027/SPC/N/C/S/00310 | 13707113 | Cerebral Detachable Embolization Coil, coil size 10, 3D shape, size 9mm diameter x 23-27cm length. | 25
2879 | 2027/SPC/N/C/S/00309 | 13705001 | 2.4F coaxial microcatheter, hydrophilic coated for 50cm, 110cm total length. | 75
2880 | 2027/SPC/N/C/S/00309 | 13705002 | 2.8F coaxial microcatheter, hydrophilic coated for 90cm, 150cm total length. | 80
2881 | 2027/SPC/N/C/S/00309 | 13705700 | Micro Occlusion Balloon Catheter,single lumen, size 4mm diameter x 15mm length balloon. | 65
2882 | 2027/SPC/N/C/S/00309 | 13705701 | Micro Occlusion Balloon Catheter, single lumen, size 4 mm diameter x 20mm length balloon. | 33
2883 | 2027/SPC/N/C/S/00309 | 13705702 | Micro Occlusion Balloon Catheter, single lumen, size 4mm diameter x 7mm length balloon. | 56
2884 | 2027/SPC/N/C/S/00306 | 13704002 | Catheter Introducer Set, Cross Over, size 6Fr, 25-50cm length sheath. | 625
2885 | 2027/SPC/N/C/S/00306 | 13704404 | Catheter introducer set,Gliding sheath,size 5F,45cm in length. | 118
2886 | 2027/SPC/N/C/S/00306 | 13704100 | Catheter Introducer Set, peel away type, for adult, size 10Fr, 5cm (approx.) length sheath. | 13
2887 | 2027/SPC/N/C/S/00306 | 13704403 | Catheter introducer set,Gliding sheath,size 6F,45cm in length,5cm | 150
2888 | 2027/SPC/N/C/S/00250 | 13702207 | Intra cranial support catheter/Distal access catheter, 5F size, 115cm in length. | 625
2889 | 2027/SPC/N/C/S/00250 | 13702209 | Intra cranial support catheter/Distal access catheter, 6F size, 115cm in length. | 312
2890 | 2027/SPC/N/C/S/00244 | 13700701 | Guidewire extra-stiff, 0.035",260cm,PTFE, angle/J tip. | 750
2891 | 2027/SPC/N/C/S/00244 | 13700702 | Guidewire extra-stiff, 0.035", 180cm,PTFE, angle/J tip. | 320
2892 | 2027/SPC/N/C/S/00136 | 21304305 | Suction tube, Frazier,2mm/185mm | 40
2893 | 2027/SPC/N/C/S/00136 | 21304306 | Suction tube, Frazier,3mm/180mm | 75
2894 | 2027/SPC/N/C/S/00136 | 21304308 | Suction tube, Frazier,5mm/180mm | 50
2895 | 2027/SPC/N/C/S/00136 | 21305906 | Brain Spatula 7mm&9mm 180mm | 4
2896 | 2027/SPC/N/C/S/00136 | 21306510 | cutting loop straight 24 fr | 45
2897 | 2027/SPC/N/C/S/00136 | 21306701 | Casper retractor f.cer. spinesys. | 14
2898 | 2027/SPC/N/C/S/00136 | 21300401 | Ventricular Cannula,Cushing-Cairns 95mm | 5
2899 | 2027/SPC/N/C/S/00136 | 21304307 | Suction tube, Frazier,4mm/180mm | 60
2900 | 2027/SPC/N/C/S/00099 | 21303602 | Forcep Micro Yasarg. 5mmbayonet 220mm | 3
2901 | 2027/SPC/N/C/S/00099 | 21303409 | Micro Dissector, curved,byo. 1.5mm tip,210mm | 6
2902 | 2027/SPC/N/C/S/00099 | 21303410 | Micro Dissector, curved,bayo. 2.0mm tip,210mm | 5
2903 | 2027/SPC/N/C/S/00096 | 21307600 | Bone Punch Kerrison 130 deg.1mmx8mm jaw | 20
2904 | 2027/SPC/N/C/S/00096 | 21307601 | Bone Punch Kerrison 130 deg.2mmx9mm jaw | 10
2905 | 2027/SPC/N/C/S/00096 | 21307602 | Bone Punch Kerrison 130 deg.3mmx10mmjaw | 35
2906 | 2027/SPC/N/C/S/00096 | 21307603 | Bone Punch Kerrison 130deg.4mmx12mm jaw | 23
2907 | 2027/SPC/N/C/S/00096 | 21307604 | Bone Punch Kerrison 130deg.5mmx12mm jaw | 30
2908 | 2027/SPC/N/C/S/00096 | 21308302 | Pitutary Rongeur straight,Cushing 180mm | 11
2909 | 2027/SPC/N/C/S/00096 | 21308402 | Rongeur downward jaw Caspar4mm/160mm | 10
2910 | 2027/SPC/N/C/S/00096 | 21308405 | Rongeur, upward jaw, Caspar4mm/160mm | 12
2911 | 2027/SPC/N/C/S/00095 | 21307301 | Bipo.Coagu.Frp. bayonetstr.tip0.5/165mm | 10
2912 | 2027/SPC/N/C/S/00095 | 21307401 | Bipo.Coagu.Frp. bayonetstr.tip 1 /165mm | 10
2913 | 2027/SPC/N/C/S/00093 | 21308800 | Applying forcep bayonet,str.220mm | 12
2914 | 2027/SPC/N/C/S/00092 | 21300001 | Hardy Curettes 4mm/260mm | 2
2915 | 2027/SPC/N/C/S/00092 | 21300002 | Hardy Curettes 6mm/260mm | 2
2916 | 2027/SPC/N/C/S/00091 | 12902707 | Expandable Self LockingCervical Corpectomy Cages,Ti | 140
2917 | 2027/SPC/N/C/S/00091 | 12903704 | Set of Poly axial Lumber pedicle screws f/50 patients | 8
2918 | 2027/SPC/N/C/S/00090 | 12903206 | Mini plating system for 25 patients. | 15
2919 | 2027/SPC/N/C/S/00090 | 12905005 | Cranioplasty Mesh, 5cm x 5cm, 8FG, Ti, with screws. | 70
2920 | 2027/SPC/N/C/S/00090 | 12905006 | Cranioplasty Mesh, 5cm x10cm,8FG,Ti, with screws | 50
2921 | 2027/SPC/N/C/S/00090 | 12905007 | Cranioplasty Mesh, 10cm x10cm,8FG,Ti, with screws | 50
2922 | 2027/SPC/N/C/S/00090 | 12905008 | Cranioplasty Mesh, 20cm x 20cm8FG,Ti, with screws. | 50
2923 | 2027/SPC/N/C/S/00089 | 12805201 | Bone Sealent Wax 2.5g | 11500
2924 | 2027/SPC/N/C/S/00089 | 12805301 | Fibrin Sealent f/haemostasis, 2ml f/intra dural usage. | 2100
2925 | 2027/SPC/N/C/S/00089 | 12805302 | Fibrin Sealent f/haemostasis pre-filled syringe, 4 ml. | 875
2926 | 2027/SPC/N/C/S/00089 | 12805303 | Gelatin - Thrombin matrixHaemos. Sealant f/neuro,5ml | 1610
2927 | 2027/SPC/N/C/S/00089 | 12805304 | Fibrin Sealent for haemostasis 5ml-10ml,f/extradural proce. | 480
2928 | 2027/SPC/N/C/S/00089 | 12805305 | Surgicel Fibrillar Hemostat (ab.oxi.cellu) 10cmx10cm. | 1650
2929 | 2027/SPC/N/C/S/00088 | 12803305 | Hydro. Shunt Kit, H.P.V.adult anti bio. imp100-150cm,stand. | 120
2930 | 2027/SPC/N/C/S/00088 | 12803306 | Hydro. Shunt Kit, L.P.V.Adult anti bio.imp100-150cm, stand. | 98
2931 | 2027/SPC/N/C/S/00088 | 12803403 | Hydro. Shunt Kit, L.P.V.Paed. w/o anti bio. 90-120cm,stand. | 80
2932 | 2027/SPC/N/C/S/00088 | 12803404 | Hydro. Shunt Kit, M.P.V.Paed. w/o anti bio. 90-120cm,stand. | 171
2933 | 2027/SPC/N/C/S/00088 | 12803405 | Hydro. Shunt Kit, H.P.V.adult w/o anti bio. 90-120cm,stand. | 38
2934 | 2027/SPC/N/C/S/00088 | 12803406 | Hydro. Shunt Kit, L.P.V.adult w/o anti bio.100-150cm,stand. | 94
2935 | 2027/SPC/N/C/S/00088 | 12803407 | Hydro. Shunt Kit, M.P.V.adult w/o anti bio.100-150cm,stand | 155
2936 | 2027/SPC/N/C/S/00088 | 12803408 | Hydro. Shunt Kit, H.P.V.adult w/o anti bio.100-150cm,stand. | 24
2937 | 2027/SPC/N/C/S/00088 | 12803702 | Catheter Connector, straight f/CSF shunt system. | 200
2938 | 2027/SPC/N/C/S/00088 | 12804601 | CSF Reservoir, Ommaya 1.5cm ID | 12
2939 | 2027/SPC/N/C/S/00087 | 12800504 | Ane.Clip Yasargil Perm.sl.cvd 13.7mm | 17
2940 | 2027/SPC/N/C/S/00087 | 12801002 | Ane.Clip Yasargil Perm.bayonet 5mm | 56
2941 | 2027/SPC/N/C/S/00087 | 12801003 | Ane.Clip Yasargil Perm.bayonet 7.0mm | 50
2942 | 2027/SPC/N/C/S/00087 | 12801004 | Ane.Clip Yasargil Perm.bayonet 9mm | 50
2943 | 2027/SPC/N/C/S/00087 | 12801005 | Ane.Clip Yasargil Perm.bayonet 12.0mm | 15
2944 | 2027/SPC/N/C/S/00087 | 12801201 | Ane.Clip Yasargil Perm. Rangled 5mm | 50
2945 | 2027/SPC/N/C/S/00087 | 12801401 | Ane.Clip Yasargil Perm. spoon shape, 9.3mm | 23
2946 | 2027/SPC/N/C/S/00087 | 12801501 | Ane.Clip Yasargil Perm.f.angled 6.1mm | 32
2947 | 2027/SPC/N/C/S/00087 | 12801503 | Ane.Clip Yasargil Perm.f.angled 9.0mm | 23
2948 | 2027/SPC/N/C/S/00087 | 12801504 | Ane.Clip Yasargil Perm.f.angled 10.6mm | 25
2949 | 2027/SPC/N/C/S/00087 | 12801701 | Ane.Clip Yasargil Perm.la.angled 7mm | 38
2950 | 2027/SPC/N/C/S/00087 | 12801702 | Ane.Clip Yasargil Perm.la.angled 7.8mm | 20
2951 | 2027/SPC/N/C/S/00087 | 12801901 | Ane.Clip Yasargil Perm.rectangled 5mm | 7
2952 | 2027/SPC/N/C/S/00087 | 12801902 | Ane.Clip Yasargil Perm.rectangled 7mm | 14
2953 | 2027/SPC/N/C/S/00087 | 12802102 | Ane.Clip Yasargil Perm.cvd.up 7.8mm | 75
2954 | 2027/SPC/N/C/S/00087 | 12802103 | Ane.Clip Yasargil Perm.ang&cvd.up 9mm | 38
2955 | 2027/SPC/N/C/S/00087 | 12802201 | Ane.Clip Mini Yasargil Permstr. 5.0mm | 134
2956 | 2027/SPC/N/C/S/00087 | 12802302 | Ane.Clip fen.Yasargil Perm.str.5/10.1mm | 21
2957 | 2027/SPC/N/C/S/00087 | 12802303 | Ane.Clip fen. Yasargil Permstr 6/11.1mm | 15
2958 | 2027/SPC/N/C/S/00087 | 12802304 | Ane.Clip fen.YasargilPerm.ang.7.5/9.4mm | 14
2959 | 2027/SPC/N/C/S/00087 | 12802305 | Ane.Clip fen. YasargilPerm.str.9/14.1mm | 4
2960 | 2027/SPC/N/C/S/00087 | 12802503 | Ane.Clip Yasargil Perm. str.4/10.8 | 20
2961 | 2027/SPC/N/C/S/00087 | 12802505 | Ane.Clip fen.YasargilPerm.ang 5/9.4mm | 0
2962 | 2027/SPC/N/C/S/00087 | 12802506 | Ane.Clip fen. YasargilPerm.str.5/11.8mm | 0
2963 | 2027/SPC/N/C/S/00087 | 12802508 | Ane.Clipfen.YasargilPerm.R.ang. 7.5/6.7mm | 22
2964 | 2027/SPC/N/C/S/00087 | 12802509 | Ane.Clip fen.Yasargil Per.ang7.5/10.6mm | 16
2965 | 2027/SPC/N/C/S/00087 | 12802701 | Ane.Clip Yasargil-ReinforcingClip | 7
2966 | 2027/SPC/N/C/S/00087 | 12802801 | Ane.Clip Mini Yasargil Perm.bayonet 7mm | 30
2967 | 2027/SPC/N/C/S/00087 | 12800505 | Ane.Clip Yasargil Perm.sl.cvd. 15.3mm | 9